## Cross-Sectional
region | type | ols_beta | ols_se | ols_p | iv_beta | iv_se | iv_p | fs_F | fs_R2w | status | causal_beta | causal_source | wald_beta | rf_p | summer_nerc_area | summer_resources_earliest | summer_resources_latest | summer_resources_change | summer_demand_50_earliest | summer_demand_50_latest | summer_demand_50_change | summer_demand_90_earliest | summer_demand_90_latest | summer_demand_90_change | summer_peak_requirement_earliest | summer_peak_requirement_latest | summer_peak_requirement_change | summer_ref_margin_level_earliest | summer_ref_margin_level_latest | summer_ref_margin_level_change | summer_reserve_margin_earliest | summer_reserve_margin_latest | summer_reserve_margin_change | summer_extreme_margin_earliest | summer_extreme_margin_latest | summer_extreme_margin_change | lt_nerc_area | lt_eeu_2022_earliest | lt_eeu_2022_latest | lt_eeu_2024_earliest | lt_eeu_2024_latest | lt_lolh_2022_earliest | lt_lolh_2022_latest | lt_lolh_2024_earliest | lt_lolh_2024_latest | lt_eeu_2026_earliest | lt_eeu_2026_latest | lt_lolh_2026_earliest | lt_lolh_2026_latest | lt_eeu_2028_earliest | lt_eeu_2028_latest | lt_lolh_2028_earliest | lt_lolh_2028_latest | lt_eeu_2027_earliest | lt_eeu_2027_latest | lt_eeu_2029_earliest | lt_eeu_2029_latest | lt_lolh_2027_earliest | lt_lolh_2027_latest | lt_lolh_2029_earliest | lt_lolh_2029_latest | lt_eeu_forecast_change | lt_lolh_forecast_change | summer_margin_above_ref_latest | summer_margin_above_ref_earliest
CAISO | ISO | 4.4921 | 2.2287 | 0.043879 | 14.4866 | 4.2116 | 0.00058241 | 2369.191 | 0.93457 | iv_sig | 14.4866 | 2SLS |  |  | WECC-CA ¦ WECC-CAMX | 63.6 | 84.8 | 21.2 | 52 | 54.1 | 2.1 | 56.9 | 64.3 | 7.4 | 1.1 | 3.3 | 2.2 | 0.12 | 0.192 | 0.072 | 0.22308 | 0.56747 | 0.34439 | 0.098418 | 0.2675 | 0.16908 | WECC-CA ¦ WECC-CAMX | 3721.39 | 3721.39 | 8817.86 | 136 | 22.06 | 22.06 | 55.61 | 0.721 | 1785 | 0 | 9.792 | 0 | 70.07 | 70.07 | 0.38 | 0.38 | 0 | 0 | 0 | 0 | 0 | 0 | 0 | 0 | -3721.39 | -22.06 | 0.075496 | -0.021582
ERCOT | ISO | 7.336 | 1.1367 | 1.1973e-10 | 2.9993 | 3.7492 | 0.42372 | 339.5752 | 0.74001 | rf_sig | 2.9993 | Wald | 2.9993 | 0.038251 | ERCOT | 78.8 | 92.2 | 13.4 | 72.6 | 81.4 | 8.8 | 75.9 | 86.7 | 10.8 | 2.3 | 1.5 | -0.8 | 0.1375 | 0.1375 | 0 | 0.085399 | 0.13268 | 0.047279 | 0.0079051 | 0.046136 | 0.038231 | ERCOT | 0 | 0 | 0.03 | 1.09 | 0 | 0 | 0.03 | 0.15 | 2.63 | 18.95 | 0.3 | 1.57 | 1.12 | 1.12 | 0.16 | 0.16 | 8.7 | 8.7 | 18.84 | 18.84 | 0.95 | 0.95 | 3.64 | 3.64 | 18.84 | 3.64 | -0.091364 | -0.12959
ISONE | ISO | -2.4345 | 26.2896 | 0.92622 | 16.8416 | 75.0802 | 0.82251 | 809.9657 | 0.81025 | iv_insig |  |  |  |  | NPC-NE | 32.7 | 28.3 | -4.4 | 25 | 24.8 | -0.2 | 26.9 | 25.9 | -1 | 2.3 | 2.1 | -0.2 | 0.183 | 0.127 | -0.056 | 0.308 | 0.14113 | -0.16687 | 0.13011 | 0.011583 | -0.11853 | NPCC-NE | 0.02 | 0.02 | 0.47 | 0.001 | 0.01 | 0.01 | 0.1 | 0 | 0 | 0.09 | 0 | 0.07 | 0.06 | 0.06 | 0.03 | 0.03 | 0 | 0 | 0.02 | 0.02 | 0 | 0 | 0 | 0 | 0 | -0.01 | -0.11542 | -0.052888
MISO | ISO | 4.1758 | 0.69829 | 2.2961e-09 | 2.9413 | 1.0191 | 0.003899 | 2252.0627 | 0.75817 | iv_sig | 2.9413 | 2SLS |  |  | MISO | 141.2 | 145.1 | 3.9 | 118.4 | 116.3 | -2.1 | 125.1 | 121.6 | -3.5 | 1.5 | 2.4 | 0.9 | 0.168 | 0.157 | -0.011 | 0.19257 | 0.24764 | 0.055068 | 0.11671 | 0.17352 | 0.056813 | MISO | 0.04 | 0.04 | 0.02 | 0.304 | 0.2 | 0.2 | 0.09 | 0.808 | 0.108 | 0 | 0.393 | 0 | 0 | 0 | 0 | 0 | 1.13 | 1.13 | 42.39 | 42.39 | 0.23 | 0.23 | 6.61 | 6.61 | 42.35 | 6.41 | 0.01652 | -0.051293
NYISO | ISO | -8.5577 | 3.5935 | 0.017257 | -60.6093 | 40.505 | 0.13456 | 5808.0726 | 0.24247 | iv_noisy |  |  |  |  | NPC-NY | 38.8 | 39.5 | 0.7 | 31.1 | 30 | -1.1 | 32.9 | 31.7 | -1.2 | 2.7 | 2.6 | -0.1 | 0.15 | 0.15 | 0 | 0.24759 | 0.31667 | 0.069078 | 0.097264 | 0.16404 | 0.066773 | NPCC-NY ¦ NPCC-NE | 0.01 | 0.01 | 0.26 | 0.001 | 0.005 | 0.005 | 0.065 | 0 | 0 | 0.05 | 0 | 0.04 | 0.035 | 0.035 | 0.02 | 0.02 | 0 | 0 | 0.05 | 0.05 | 0 | 0 | 0.015 | 0.015 | 0.04 | 0.01 | 0.014038 | -0.052736
PJM | ISO | 0.94371 | 0.26927 | 0.00045785 | 0.87464 | 0.34837 | 0.012051 | 3096.0417 | 0.86255 | iv_sig | 0.87464 | 2SLS |  |  | PJM | 184.7 | 182.4 | -2.3 | 143.2 | 146.2 | 3 | 164.1 | 158.7 | -5.4 | 6.3 | 2.8 | -3.5 | 0.159 | 0.177 | 0.018 | 0.2898 | 0.24761 | -0.042198 | 0.087142 | 0.1317 | 0.044553 | PJM | 0 | 0 | 0 | 0 | 0 | 0 | 0 | 0 | 0 | 0 | 0 | 0.11 | 0 | 0 | 0.22 | 0.22 | 3.5 | 3.5 | 65.5 | 65.5 | 0.61 | 0.61 | 9.97 | 9.97 | 65.5 | 9.97 | -0.045305 | -0.071858
SPP | ISO | -1.2952 | 0.96512 | 0.17968 | -0.48127 | 1.029 | 0.64 | 4600.7019 | 0.97726 | iv_insig |  |  |  |  | SPP | 66.8 | 70.3 | 3.5 | 50.7 | 54.8 | 4.1 | 53.3 | 57.5 | 4.2 | 1.7 | 2 | 0.3 | 0.12 | 0.19 | 0.07 | 0.31755 | 0.28285 | -0.034708 | 0.22139 | 0.18783 | -0.033562 | SPP | 0 | 0 | 0 | 0 | 0 | 0 | 0 | 0 | 0 | 0 | 0 | 0 | 0.02 | 0.02 | 0.01 | 0.01 | 0 | 0 | 0 | 0 | 0 | 0 | 0 | 0 | 0 | 0 | -0.0021739 | 0.10139
Non-ISO Cities | City | 2.8936 |  | 0.004109 | 7.0115 |  | 0.38327 | 426.994 |  | rf_sig | 7.0115 | Wald (RF/FS)

## Correlations (zone)
Variable | Column | N | Pearson_r | Pearson_p | Spearman_rho | Spearman_p
Summer: Resources (earliest) | summer_resources_earliest | 66 | -0.099698 | 0.42576 | 0.24751 | 0.04511
Summer: Resources (latest) | summer_resources_latest | 66 | -0.087177 | 0.48641 | 0.23046 | 0.062658
Summer: Demand 50 (earliest) | summer_demand_50_earliest | 66 | -0.083857 | 0.50323 | 0.26285 | 0.032986
Summer: Demand 50 (latest) | summer_demand_50_latest | 66 | -0.1056 | 0.39875 | 0.21188 | 0.087657
Summer: Demand 90 (earliest) | summer_demand_90_earliest | 66 | -0.08372 | 0.50392 | 0.29402 | 0.016567
Summer: Demand 90 (latest) | summer_demand_90_latest | 66 | -0.089973 | 0.47249 | 0.3086 | 0.011701
Summer: Peak Requirement (earliest) | summer_peak_requirement_earliest | 66 | -0.28639 | 0.019741 | -0.38065 | 0.0016166
Summer: Peak Requirement (latest) | summer_peak_requirement_latest | 66 | -0.10573 | 0.39814 | -0.10795 | 0.38827
Summer: Ref Margin Level (earliest) | summer_ref_margin_level_earliest | 66 | -0.1349 | 0.28016 | -0.085044 | 0.49718
Summer: Ref Margin Level (latest) | summer_ref_margin_level_latest | 66 | 0.20983 | 0.09084 | 0.25039 | 0.042587
Summer: Reserve Margin (earliest) | summer_reserve_margin_earliest | 66 | -0.13398 | 0.28348 | 0.027534 | 0.8263
Summer: Reserve Margin (latest) | summer_reserve_margin_latest | 66 | 0.29103 | 0.017753 | 0.10986 | 0.37988
Summer: Extreme Margin (earliest) | summer_extreme_margin_earliest | 66 | -0.167 | 0.18018 | -0.029026 | 0.81704
Summer: Extreme Margin (latest) | summer_extreme_margin_latest | 66 | 0.086283 | 0.49091 | -0.056965 | 0.64961
Summer: Margin Above Ref (latest) | summer_margin_above_ref_latest | 66 | -0.0056489 | 0.9641 | -0.0072005 | 0.95424
Summer: Margin Above Ref (earliest) | summer_margin_above_ref_earliest | 66 | -0.088545 | 0.47957 | -0.08712 | 0.4867
Long-Term: Eeu 2022 (earliest rpt) | lt_eeu_2022_earliest | 66 | 0.38825 | 0.0012764 | 0.25524 | 0.038607
Long-Term: Eeu 2022 (latest rpt) | lt_eeu_2022_latest | 66 | 0.38825 | 0.0012764 | 0.25524 | 0.038607
Long-Term: Eeu 2024 (earliest rpt) | lt_eeu_2024_earliest | 66 | 0.41045 | 0.00061952 | 0.17243 | 0.16622
Long-Term: Eeu 2024 (latest rpt) | lt_eeu_2024_latest | 66 | 0.39985 | 0.00088015 | 0.46491 | 8.3973e-05
Long-Term: Lolh 2022 (earliest rpt) | lt_lolh_2022_earliest | 66 | 0.38899 | 0.0012469 | 0.055383 | 0.65872
Long-Term: Lolh 2022 (latest rpt) | lt_lolh_2022_latest | 66 | 0.38899 | 0.0012469 | 0.055383 | 0.65872
Long-Term: Lolh 2024 (earliest rpt) | lt_lolh_2024_earliest | 66 | 0.41269 | 0.0005743 | 0.033954 | 0.78666
Long-Term: Lolh 2024 (latest rpt) | lt_lolh_2024_latest | 66 | 0.26268 | 0.033102 | 0.61503 | 3.9227e-08
Long-Term: Eeu 2026 (earliest rpt) | lt_eeu_2026_earliest | 66 | 0.39808 | 0.0009325 | 0.67614 | 4.6665e-10
Long-Term: Eeu 2026 (latest rpt) | lt_eeu_2026_latest | 66 | 0.27829 | 0.023665 | -0.43281 | 0.00028391
Long-Term: Lolh 2026 (earliest rpt) | lt_lolh_2026_earliest | 66 | 0.40946 | 0.00064033 | 0.63942 | 7.5264e-09
Long-Term: Lolh 2026 (latest rpt) | lt_lolh_2026_latest | 66 | 0.23681 | 0.055571 | -0.25668 | 0.037487
Long-Term: Eeu 2028 (earliest rpt) | lt_eeu_2028_earliest | 66 | 0.38925 | 0.0012367 | -0.028771 | 0.81862
Long-Term: Eeu 2028 (latest rpt) | lt_eeu_2028_latest | 66 | 0.38925 | 0.0012367 | -0.028771 | 0.81862
Long-Term: Lolh 2028 (earliest rpt) | lt_lolh_2028_earliest | 66 | 0.18178 | 0.14407 | -0.11553 | 0.35563
Long-Term: Lolh 2028 (latest rpt) | lt_lolh_2028_latest | 66 | 0.18178 | 0.14407 | -0.11553 | 0.35563
Long-Term: Eeu 2027 (earliest rpt) | lt_eeu_2027_earliest | 66 | 0.11623 | 0.3527 | 0.21412 | 0.084275
Long-Term: Eeu 2027 (latest rpt) | lt_eeu_2027_latest | 66 | 0.11623 | 0.3527 | 0.21412 | 0.084275
Long-Term: Eeu 2029 (earliest rpt) | lt_eeu_2029_earliest | 66 | 0.09809 | 0.4333 | 0.069754 | 0.57784
Long-Term: Eeu 2029 (latest rpt) | lt_eeu_2029_latest | 66 | 0.09809 | 0.4333 | 0.069754 | 0.57784
Long-Term: Lolh 2027 (earliest rpt) | lt_lolh_2027_earliest | 66 | 0.10975 | 0.38035 | 0.24882 | 0.04395
Long-Term: Lolh 2027 (latest rpt) | lt_lolh_2027_latest | 66 | 0.10975 | 0.38035 | 0.24882 | 0.04395
Long-Term: Lolh 2029 (earliest rpt) | lt_lolh_2029_earliest | 66 | 0.18296 | 0.14146 | 0.22457 | 0.06986
Long-Term: Lolh 2029 (latest rpt) | lt_lolh_2029_latest | 66 | 0.18296 | 0.14146 | 0.22457 | 0.06986
Long-Term: EEU (Δ forecast) | lt_eeu_forecast_change | 66 | -0.3115 | 0.010898 | 0.067301 | 0.59132
Long-Term: LOLH (Δ forecast) | lt_lolh_forecast_change | 66 | 0.14474 | 0.24625 | 0.23114 | 0.061859

## Zone Impacts
Region | Zone | Estimate | beta | beta_p | DC_start_GW | DC_end2025_GW | dDC_GW | dP_dollar_MWh | dP_CI_lo | dP_CI_hi
CAISO | PGE | 2SLS | 14.4866 | 0.00058241 | 0 | 0.2468 | 0.2468 | 3.5747 | 1.5378 | 5.6117
CAISO | PGSB | 2SLS | 14.4866 | 0.00058241 | 0 | 0.7944 | 0.7944 | 11.5089 | 4.951 | 18.0668
CAISO | SCE | 2SLS | 14.4866 | 0.00058241 | 0 | 0.4658 | 0.4658 | 6.7473 | 2.9026 | 10.592
CAISO | SDGE | 2SLS | 14.4866 | 0.00058241 | 0 | 0.0177 | 0.0177 | 0.2569 | 0.1105 | 0.4033
ERCOT | Houston | Wald (RF/FS) | 2.9993 | 0.038251 | 0.0029 | 0.0702 | 0.0673 | 0.2019 | 0.0109 | 0.3929
ERCOT | North | Wald (RF/FS) | 2.9993 | 0.038251 | 0.1491 | 2.7534 | 2.6043 | 7.8111 | 0.4228 | 15.1994
ERCOT | South | Wald (RF/FS) | 2.9993 | 0.038251 | 0.5769 | 1.7591 | 1.1823 | 3.546 | 0.1919 | 6.9
ERCOT | West | Wald (RF/FS) | 2.9993 | 0.038251 | 0.3577 | 2.4851 | 2.1274 | 6.3807 | 0.3454 | 12.4159
MISO | LRZ 1 | 2SLS | 2.9413 | 0.003899 | 0 | 1.0043 | 1.0043 | 2.9541 | 0.948 | 4.9601
MISO | LRZ 2, 7 | 2SLS | 2.9413 | 0.003899 | 0 | 0.2546 | 0.2546 | 0.7489 | 0.2403 | 1.2575
MISO | LRZ 3, 5 | 2SLS | 2.9413 | 0.003899 | 0 | 1.1214 | 1.1214 | 3.2984 | 1.0585 | 5.5382
MISO | LRZ 4 | 2SLS | 2.9413 | 0.003899 | 0 | 0.0005 | 0.0005 | 0.0015 | 0.0005 | 0.0025
MISO | LRZ 6 | 2SLS | 2.9413 | 0.003899 | 0 | 0.3275 | 0.3275 | 0.9634 | 0.3092 | 1.6176
MISO | LRZ 8, 9, 10 | 2SLS | 2.9413 | 0.003899 | 0 | 0.1945 | 0.1945 | 0.5722 | 0.1836 | 0.9608
PJM | AEP | 2SLS | 0.87464 | 0.012051 | 0 | 2.589 | 2.589 | 2.2644 | 0.4967 | 4.0322
PJM | APS | 2SLS | 0.87464 | 0.012051 | 0 | 0.0097 | 0.0097 | 0.0085 | 0.0019 | 0.0151
PJM | ATSI | 2SLS | 0.87464 | 0.012051 | 0 | 0.2817 | 0.2817 | 0.2463 | 0.054 | 0.4387
PJM | BGE | 2SLS | 0.87464 | 0.012051 | 0 | 0.0142 | 0.0142 | 0.0124 | 0.0027 | 0.022
PJM | COMED | 2SLS | 0.87464 | 0.012051 | 0 | 1.8314 | 1.8314 | 1.6019 | 0.3513 | 2.8524
PJM | DAY | 2SLS | 0.87464 | 0.012051 | 0 | 0.0003 | 0.0003 | 0.0002 | 0.0001 | 0.0004
PJM | DEOK | 2SLS | 0.87464 | 0.012051 | 0 | 0.0738 | 0.0738 | 0.0645 | 0.0141 | 0.1149
PJM | DOM | 2SLS | 0.87464 | 0.012051 | 0 | 7.9139 | 7.9139 | 6.9219 | 1.5182 | 12.3255
PJM | DUQ | 2SLS | 0.87464 | 0.012051 | 0 | 0.4636 | 0.4636 | 0.4055 | 0.0889 | 0.722
PJM | EKPC PJM | 2SLS | 0.87464 | 0.012051 | 0 | 0.0427 | 0.0427 | 0.0374 | 0.0082 | 0.0665
PJM | JCPL | 2SLS | 0.87464 | 0.012051 | 0 | 0.0024 | 0.0024 | 0.0021 | 0.0005 | 0.0037
PJM | PECO | 2SLS | 0.87464 | 0.012051 | 0 | 0.28 | 0.28 | 0.2449 | 0.0537 | 0.4361
PJM | PENELEC | 2SLS | 0.87464 | 0.012051 | 0 | 0.198 | 0.198 | 0.1732 | 0.038 | 0.3084
PJM | PEPCO | 2SLS | 0.87464 | 0.012051 | 0 | 0.0002 | 0.0002 | 0.0002 | 0 | 0.0003
PJM | PPL | 2SLS | 0.87464 | 0.012051 | 0 | 0.263 | 0.263 | 0.23 | 0.0505 | 0.4096
PJM | PSEG | 2SLS | 0.87464 | 0.012051 | 0 | 0.1099 | 0.1099 | 0.0961 | 0.0211 | 0.1712
Non-ISO Cities | Atlanta | Wald (RF/FS) | 7.0115 | 0.049425 | 0 | 0.2859 | 0.2858 | 2.004 | 0.005 | 4.0031
Non-ISO Cities | Boardman | Wald (RF/FS) | 7.0115 | 0.049425 | 0 | 1.1325 | 1.1325 | 7.9405 | 0.0198 | 15.8612
Non-ISO Cities | Chandler | Wald (RF/FS) | 7.0115 | 0.049425 | 0 | 0.2059 | 0.2059 | 1.4439 | 0.0036 | 2.8842
Non-ISO Cities | Charlotte | Wald (RF/FS) | 7.0115 | 0.049425 | 0 | 0.0081 | 0.0081 | 0.0571 | 0.0001 | 0.114
Non-ISO Cities | Goodyear | Wald (RF/FS) | 7.0115 | 0.049425 | 0 | 0.5659 | 0.5659 | 3.9679 | 0.0099 | 7.9258
Non-ISO Cities | Hillsboro | Wald (RF/FS) | 7.0115 | 0.049425 | 0 | 0.884 | 0.884 | 6.1982 | 0.0155 | 12.3809
Non-ISO Cities | Huntsville | Wald (RF/FS) | 7.0115 | 0.049425 | 0.0009 | 0.5724 | 0.5715 | 4.0072 | 0.01 | 8.0044
Non-ISO Cities | Las Vegas | Wald (RF/FS) | 7.0115 | 0.049425 | 0 | 0.1665 | 0.1665 | 1.1675 | 0.0029 | 2.332
Non-ISO Cities | Lithia Springs | Wald (RF/FS) | 7.0115 | 0.049425 | 0 | 0.2896 | 0.2896 | 2.0302 | 0.0051 | 4.0554
Non-ISO Cities | Mesa | Wald (RF/FS) | 7.0115 | 0.049425 | 0 | 0.7464 | 0.7464 | 5.2331 | 0.0131 | 10.4532
Non-ISO Cities | Miami | Wald (RF/FS) | 7.0115 | 0.049425 | 0 | 0.0051 | 0.0051 | 0.0358 | 0.0001 | 0.0715
Non-ISO Cities | Moncks Corner | Wald (RF/FS) | 7.0115 | 0.049425 | 0 | 0.0893 | 0.0893 | 0.6263 | 0.0016 | 1.251
Non-ISO Cities | Phoenix | Wald (RF/FS) | 7.0115 | 0.049425 | 0.0011 | 0.3617 | 0.3606 | 2.5287 | 0.0063 | 5.051
Non-ISO Cities | Quincy | Wald (RF/FS) | 7.0115 | 0.049425 | 0 | 0.5984 | 0.5984 | 4.196 | 0.0105 | 8.3816
Non-ISO Cities | Reno | Wald (RF/FS) | 7.0115 | 0.049425 | 0 | 0.1087 | 0.1087 | 0.762 | 0.0019 | 1.522
Non-ISO Cities | Seattle | Wald (RF/FS) | 7.0115 | 0.049425 | 0 | 0.033 | 0.033 | 0.2311 | 0.0006 | 0.4615
Non-ISO Cities | Sparks | Wald (RF/FS) | 7.0115 | 0.049425 | 0 | 0.7885 | 0.7885 | 5.5286 | 0.0138 | 11.0433
Non-ISO Cities | Tukwila | Wald (RF/FS) | 7.0115 | 0.049425 | 0 | 0.0567 | 0.0567 | 0.3972 | 0.001 | 0.7934

## Regression Data (zone)
region | zone | significant | dP | dDC_GW | beta | nerc_area_summer | nerc_area_lt | summer_resources_earliest | summer_resources_latest | summer_demand_50_earliest | summer_demand_50_latest | summer_demand_90_earliest | summer_demand_90_latest | summer_peak_requirement_earliest | summer_peak_requirement_latest | summer_ref_margin_level_earliest | summer_ref_margin_level_latest | summer_reserve_margin_earliest | summer_reserve_margin_latest | summer_extreme_margin_earliest | summer_extreme_margin_latest | summer_margin_above_ref_latest | summer_margin_above_ref_earliest | lt_eeu_2022_earliest | lt_eeu_2022_latest | lt_eeu_2024_earliest | lt_eeu_2024_latest | lt_lolh_2022_earliest | lt_lolh_2022_latest | lt_lolh_2024_earliest | lt_lolh_2024_latest | lt_eeu_2026_earliest | lt_eeu_2026_latest | lt_lolh_2026_earliest | lt_lolh_2026_latest | lt_eeu_2028_earliest | lt_eeu_2028_latest | lt_lolh_2028_earliest | lt_lolh_2028_latest | lt_eeu_2027_earliest | lt_eeu_2027_latest | lt_eeu_2029_earliest | lt_eeu_2029_latest | lt_lolh_2027_earliest | lt_lolh_2027_latest | lt_lolh_2029_earliest | lt_lolh_2029_latest | lt_eeu_forecast_change | lt_lolh_forecast_change
CAISO | PGE | TRUE | 3.5747 | 0.2468 | 14.4866 | WECC-CA ¦ WECC-CAMX | WECC-CA ¦ WECC-CAMX | 63.6 | 84.8 | 52 | 54.1 | 56.9 | 64.3 | 1.1 | 3.3 | 0.12 | 0.192 | 0.22308 | 0.56747 | 0.098418 | 0.2675 | 0.075496 | -0.021582 | 3721.39 | 3721.39 | 8817.86 | 136 | 22.06 | 22.06 | 55.61 | 0.721 | 1785 | 0 | 9.792 | 0 | 70.07 | 70.07 | 0.38 | 0.38 | 0 | 0 | 0 | 0 | 0 | 0 | 0 | 0 | -3721.39 | -22.06
CAISO | PGSB | TRUE | 11.5089 | 0.7944 | 14.4866 | WECC-CA ¦ WECC-CAMX | WECC-CA ¦ WECC-CAMX | 63.6 | 84.8 | 52 | 54.1 | 56.9 | 64.3 | 1.1 | 3.3 | 0.12 | 0.192 | 0.22308 | 0.56747 | 0.098418 | 0.2675 | 0.075496 | -0.021582 | 3721.39 | 3721.39 | 8817.86 | 136 | 22.06 | 22.06 | 55.61 | 0.721 | 1785 | 0 | 9.792 | 0 | 70.07 | 70.07 | 0.38 | 0.38 | 0 | 0 | 0 | 0 | 0 | 0 | 0 | 0 | -3721.39 | -22.06
CAISO | SCE | TRUE | 6.7473 | 0.4658 | 14.4866 | WECC-CA ¦ WECC-CAMX | WECC-CA ¦ WECC-CAMX | 63.6 | 84.8 | 52 | 54.1 | 56.9 | 64.3 | 1.1 | 3.3 | 0.12 | 0.192 | 0.22308 | 0.56747 | 0.098418 | 0.2675 | 0.075496 | -0.021582 | 3721.39 | 3721.39 | 8817.86 | 136 | 22.06 | 22.06 | 55.61 | 0.721 | 1785 | 0 | 9.792 | 0 | 70.07 | 70.07 | 0.38 | 0.38 | 0 | 0 | 0 | 0 | 0 | 0 | 0 | 0 | -3721.39 | -22.06
CAISO | SDGE | TRUE | 0.2569 | 0.0177 | 14.4866 | WECC-CA ¦ WECC-CAMX | WECC-CA ¦ WECC-CAMX | 63.6 | 84.8 | 52 | 54.1 | 56.9 | 64.3 | 1.1 | 3.3 | 0.12 | 0.192 | 0.22308 | 0.56747 | 0.098418 | 0.2675 | 0.075496 | -0.021582 | 3721.39 | 3721.39 | 8817.86 | 136 | 22.06 | 22.06 | 55.61 | 0.721 | 1785 | 0 | 9.792 | 0 | 70.07 | 70.07 | 0.38 | 0.38 | 0 | 0 | 0 | 0 | 0 | 0 | 0 | 0 | -3721.39 | -22.06
ERCOT | Houston | TRUE | 0.2019 | 0.0673 | 2.9993 | ERCOT | ERCOT | 78.8 | 92.2 | 72.6 | 81.4 | 75.9 | 86.7 | 2.3 | 1.5 | 0.1375 | 0.1375 | 0.085399 | 0.13268 | 0.0079051 | 0.046136 | -0.091364 | -0.12959 | 0 | 0 | 0.03 | 1.09 | 0 | 0 | 0.03 | 0.15 | 2.63 | 18.95 | 0.3 | 1.57 | 1.12 | 1.12 | 0.16 | 0.16 | 8.7 | 8.7 | 18.84 | 18.84 | 0.95 | 0.95 | 3.64 | 3.64 | 18.84 | 3.64
ERCOT | North | TRUE | 7.8111 | 2.6043 | 2.9993 | ERCOT | ERCOT | 78.8 | 92.2 | 72.6 | 81.4 | 75.9 | 86.7 | 2.3 | 1.5 | 0.1375 | 0.1375 | 0.085399 | 0.13268 | 0.0079051 | 0.046136 | -0.091364 | -0.12959 | 0 | 0 | 0.03 | 1.09 | 0 | 0 | 0.03 | 0.15 | 2.63 | 18.95 | 0.3 | 1.57 | 1.12 | 1.12 | 0.16 | 0.16 | 8.7 | 8.7 | 18.84 | 18.84 | 0.95 | 0.95 | 3.64 | 3.64 | 18.84 | 3.64
ERCOT | South | TRUE | 3.546 | 1.1823 | 2.9993 | ERCOT | ERCOT | 78.8 | 92.2 | 72.6 | 81.4 | 75.9 | 86.7 | 2.3 | 1.5 | 0.1375 | 0.1375 | 0.085399 | 0.13268 | 0.0079051 | 0.046136 | -0.091364 | -0.12959 | 0 | 0 | 0.03 | 1.09 | 0 | 0 | 0.03 | 0.15 | 2.63 | 18.95 | 0.3 | 1.57 | 1.12 | 1.12 | 0.16 | 0.16 | 8.7 | 8.7 | 18.84 | 18.84 | 0.95 | 0.95 | 3.64 | 3.64 | 18.84 | 3.64
ERCOT | West | TRUE | 6.3807 | 2.1274 | 2.9993 | ERCOT | ERCOT | 78.8 | 92.2 | 72.6 | 81.4 | 75.9 | 86.7 | 2.3 | 1.5 | 0.1375 | 0.1375 | 0.085399 | 0.13268 | 0.0079051 | 0.046136 | -0.091364 | -0.12959 | 0 | 0 | 0.03 | 1.09 | 0 | 0 | 0.03 | 0.15 | 2.63 | 18.95 | 0.3 | 1.57 | 1.12 | 1.12 | 0.16 | 0.16 | 8.7 | 8.7 | 18.84 | 18.84 | 0.95 | 0.95 | 3.64 | 3.64 | 18.84 | 3.64
MISO | LRZ 1 | TRUE | 2.9541 | 1.0043 | 2.9413 | MISO | MISO | 141.2 | 145.1 | 118.4 | 116.3 | 125.1 | 121.6 | 1.5 | 2.4 | 0.168 | 0.157 | 0.19257 | 0.24764 | 0.11671 | 0.17352 | 0.01652 | -0.051293 | 0.04 | 0.04 | 0.02 | 0.304 | 0.2 | 0.2 | 0.09 | 0.808 | 0.108 | 0 | 0.393 | 0 | 0 | 0 | 0 | 0 | 1.13 | 1.13 | 42.39 | 42.39 | 0.23 | 0.23 | 6.61 | 6.61 | 42.35 | 6.41
MISO | LRZ 2, 7 | TRUE | 0.7489 | 0.2546 | 2.9413 | MISO | MISO | 141.2 | 145.1 | 118.4 | 116.3 | 125.1 | 121.6 | 1.5 | 2.4 | 0.168 | 0.157 | 0.19257 | 0.24764 | 0.11671 | 0.17352 | 0.01652 | -0.051293 | 0.04 | 0.04 | 0.02 | 0.304 | 0.2 | 0.2 | 0.09 | 0.808 | 0.108 | 0 | 0.393 | 0 | 0 | 0 | 0 | 0 | 1.13 | 1.13 | 42.39 | 42.39 | 0.23 | 0.23 | 6.61 | 6.61 | 42.35 | 6.41
MISO | LRZ 3, 5 | TRUE | 3.2984 | 1.1214 | 2.9413 | MISO | MISO | 141.2 | 145.1 | 118.4 | 116.3 | 125.1 | 121.6 | 1.5 | 2.4 | 0.168 | 0.157 | 0.19257 | 0.24764 | 0.11671 | 0.17352 | 0.01652 | -0.051293 | 0.04 | 0.04 | 0.02 | 0.304 | 0.2 | 0.2 | 0.09 | 0.808 | 0.108 | 0 | 0.393 | 0 | 0 | 0 | 0 | 0 | 1.13 | 1.13 | 42.39 | 42.39 | 0.23 | 0.23 | 6.61 | 6.61 | 42.35 | 6.41
MISO | LRZ 4 | TRUE | 0.0015 | 0.0005 | 2.9413 | MISO | MISO | 141.2 | 145.1 | 118.4 | 116.3 | 125.1 | 121.6 | 1.5 | 2.4 | 0.168 | 0.157 | 0.19257 | 0.24764 | 0.11671 | 0.17352 | 0.01652 | -0.051293 | 0.04 | 0.04 | 0.02 | 0.304 | 0.2 | 0.2 | 0.09 | 0.808 | 0.108 | 0 | 0.393 | 0 | 0 | 0 | 0 | 0 | 1.13 | 1.13 | 42.39 | 42.39 | 0.23 | 0.23 | 6.61 | 6.61 | 42.35 | 6.41
MISO | LRZ 6 | TRUE | 0.9634 | 0.3275 | 2.9413 | MISO | MISO | 141.2 | 145.1 | 118.4 | 116.3 | 125.1 | 121.6 | 1.5 | 2.4 | 0.168 | 0.157 | 0.19257 | 0.24764 | 0.11671 | 0.17352 | 0.01652 | -0.051293 | 0.04 | 0.04 | 0.02 | 0.304 | 0.2 | 0.2 | 0.09 | 0.808 | 0.108 | 0 | 0.393 | 0 | 0 | 0 | 0 | 0 | 1.13 | 1.13 | 42.39 | 42.39 | 0.23 | 0.23 | 6.61 | 6.61 | 42.35 | 6.41
MISO | LRZ 8, 9, 10 | TRUE | 0.5722 | 0.1945 | 2.9413 | MISO | MISO | 141.2 | 145.1 | 118.4 | 116.3 | 125.1 | 121.6 | 1.5 | 2.4 | 0.168 | 0.157 | 0.19257 | 0.24764 | 0.11671 | 0.17352 | 0.01652 | -0.051293 | 0.04 | 0.04 | 0.02 | 0.304 | 0.2 | 0.2 | 0.09 | 0.808 | 0.108 | 0 | 0.393 | 0 | 0 | 0 | 0 | 0 | 1.13 | 1.13 | 42.39 | 42.39 | 0.23 | 0.23 | 6.61 | 6.61 | 42.35 | 6.41
PJM | AEP | TRUE | 2.2644 | 2.589 | 0.87464 | PJM | PJM | 184.7 | 182.4 | 143.2 | 146.2 | 164.1 | 158.7 | 6.3 | 2.8 | 0.159 | 0.177 | 0.2898 | 0.24761 | 0.087142 | 0.1317 | -0.045305 | -0.071858 | 0 | 0 | 0 | 0 | 0 | 0 | 0 | 0 | 0 | 0 | 0 | 0.11 | 0 | 0 | 0.22 | 0.22 | 3.5 | 3.5 | 65.5 | 65.5 | 0.61 | 0.61 | 9.97 | 9.97 | 65.5 | 9.97
PJM | APS | TRUE | 0.0085 | 0.0097 | 0.87464 | PJM | PJM | 184.7 | 182.4 | 143.2 | 146.2 | 164.1 | 158.7 | 6.3 | 2.8 | 0.159 | 0.177 | 0.2898 | 0.24761 | 0.087142 | 0.1317 | -0.045305 | -0.071858 | 0 | 0 | 0 | 0 | 0 | 0 | 0 | 0 | 0 | 0 | 0 | 0.11 | 0 | 0 | 0.22 | 0.22 | 3.5 | 3.5 | 65.5 | 65.5 | 0.61 | 0.61 | 9.97 | 9.97 | 65.5 | 9.97
PJM | ATSI | TRUE | 0.2463 | 0.2817 | 0.87464 | PJM | PJM | 184.7 | 182.4 | 143.2 | 146.2 | 164.1 | 158.7 | 6.3 | 2.8 | 0.159 | 0.177 | 0.2898 | 0.24761 | 0.087142 | 0.1317 | -0.045305 | -0.071858 | 0 | 0 | 0 | 0 | 0 | 0 | 0 | 0 | 0 | 0 | 0 | 0.11 | 0 | 0 | 0.22 | 0.22 | 3.5 | 3.5 | 65.5 | 65.5 | 0.61 | 0.61 | 9.97 | 9.97 | 65.5 | 9.97
PJM | BGE | TRUE | 0.0124 | 0.0142 | 0.87464 | PJM | PJM | 184.7 | 182.4 | 143.2 | 146.2 | 164.1 | 158.7 | 6.3 | 2.8 | 0.159 | 0.177 | 0.2898 | 0.24761 | 0.087142 | 0.1317 | -0.045305 | -0.071858 | 0 | 0 | 0 | 0 | 0 | 0 | 0 | 0 | 0 | 0 | 0 | 0.11 | 0 | 0 | 0.22 | 0.22 | 3.5 | 3.5 | 65.5 | 65.5 | 0.61 | 0.61 | 9.97 | 9.97 | 65.5 | 9.97
PJM | COMED | TRUE | 1.6019 | 1.8314 | 0.87464 | PJM | PJM | 184.7 | 182.4 | 143.2 | 146.2 | 164.1 | 158.7 | 6.3 | 2.8 | 0.159 | 0.177 | 0.2898 | 0.24761 | 0.087142 | 0.1317 | -0.045305 | -0.071858 | 0 | 0 | 0 | 0 | 0 | 0 | 0 | 0 | 0 | 0 | 0 | 0.11 | 0 | 0 | 0.22 | 0.22 | 3.5 | 3.5 | 65.5 | 65.5 | 0.61 | 0.61 | 9.97 | 9.97 | 65.5 | 9.97
PJM | DAY | TRUE | 0.0002 | 0.0003 | 0.87464 | PJM | PJM | 184.7 | 182.4 | 143.2 | 146.2 | 164.1 | 158.7 | 6.3 | 2.8 | 0.159 | 0.177 | 0.2898 | 0.24761 | 0.087142 | 0.1317 | -0.045305 | -0.071858 | 0 | 0 | 0 | 0 | 0 | 0 | 0 | 0 | 0 | 0 | 0 | 0.11 | 0 | 0 | 0.22 | 0.22 | 3.5 | 3.5 | 65.5 | 65.5 | 0.61 | 0.61 | 9.97 | 9.97 | 65.5 | 9.97
PJM | DEOK | TRUE | 0.0645 | 0.0738 | 0.87464 | PJM | PJM | 184.7 | 182.4 | 143.2 | 146.2 | 164.1 | 158.7 | 6.3 | 2.8 | 0.159 | 0.177 | 0.2898 | 0.24761 | 0.087142 | 0.1317 | -0.045305 | -0.071858 | 0 | 0 | 0 | 0 | 0 | 0 | 0 | 0 | 0 | 0 | 0 | 0.11 | 0 | 0 | 0.22 | 0.22 | 3.5 | 3.5 | 65.5 | 65.5 | 0.61 | 0.61 | 9.97 | 9.97 | 65.5 | 9.97
PJM | DOM | TRUE | 6.9219 | 7.9139 | 0.87464 | PJM | PJM | 184.7 | 182.4 | 143.2 | 146.2 | 164.1 | 158.7 | 6.3 | 2.8 | 0.159 | 0.177 | 0.2898 | 0.24761 | 0.087142 | 0.1317 | -0.045305 | -0.071858 | 0 | 0 | 0 | 0 | 0 | 0 | 0 | 0 | 0 | 0 | 0 | 0.11 | 0 | 0 | 0.22 | 0.22 | 3.5 | 3.5 | 65.5 | 65.5 | 0.61 | 0.61 | 9.97 | 9.97 | 65.5 | 9.97
PJM | DUQ | TRUE | 0.4055 | 0.4636 | 0.87464 | PJM | PJM | 184.7 | 182.4 | 143.2 | 146.2 | 164.1 | 158.7 | 6.3 | 2.8 | 0.159 | 0.177 | 0.2898 | 0.24761 | 0.087142 | 0.1317 | -0.045305 | -0.071858 | 0 | 0 | 0 | 0 | 0 | 0 | 0 | 0 | 0 | 0 | 0 | 0.11 | 0 | 0 | 0.22 | 0.22 | 3.5 | 3.5 | 65.5 | 65.5 | 0.61 | 0.61 | 9.97 | 9.97 | 65.5 | 9.97
PJM | EKPC PJM | TRUE | 0.0374 | 0.0427 | 0.87464 | PJM | PJM | 184.7 | 182.4 | 143.2 | 146.2 | 164.1 | 158.7 | 6.3 | 2.8 | 0.159 | 0.177 | 0.2898 | 0.24761 | 0.087142 | 0.1317 | -0.045305 | -0.071858 | 0 | 0 | 0 | 0 | 0 | 0 | 0 | 0 | 0 | 0 | 0 | 0.11 | 0 | 0 | 0.22 | 0.22 | 3.5 | 3.5 | 65.5 | 65.5 | 0.61 | 0.61 | 9.97 | 9.97 | 65.5 | 9.97
PJM | JCPL | TRUE | 0.0021 | 0.0024 | 0.87464 | PJM | PJM | 184.7 | 182.4 | 143.2 | 146.2 | 164.1 | 158.7 | 6.3 | 2.8 | 0.159 | 0.177 | 0.2898 | 0.24761 | 0.087142 | 0.1317 | -0.045305 | -0.071858 | 0 | 0 | 0 | 0 | 0 | 0 | 0 | 0 | 0 | 0 | 0 | 0.11 | 0 | 0 | 0.22 | 0.22 | 3.5 | 3.5 | 65.5 | 65.5 | 0.61 | 0.61 | 9.97 | 9.97 | 65.5 | 9.97
PJM | PECO | TRUE | 0.2449 | 0.28 | 0.87464 | PJM | PJM | 184.7 | 182.4 | 143.2 | 146.2 | 164.1 | 158.7 | 6.3 | 2.8 | 0.159 | 0.177 | 0.2898 | 0.24761 | 0.087142 | 0.1317 | -0.045305 | -0.071858 | 0 | 0 | 0 | 0 | 0 | 0 | 0 | 0 | 0 | 0 | 0 | 0.11 | 0 | 0 | 0.22 | 0.22 | 3.5 | 3.5 | 65.5 | 65.5 | 0.61 | 0.61 | 9.97 | 9.97 | 65.5 | 9.97
PJM | PENELEC | TRUE | 0.1732 | 0.198 | 0.87464 | PJM | PJM | 184.7 | 182.4 | 143.2 | 146.2 | 164.1 | 158.7 | 6.3 | 2.8 | 0.159 | 0.177 | 0.2898 | 0.24761 | 0.087142 | 0.1317 | -0.045305 | -0.071858 | 0 | 0 | 0 | 0 | 0 | 0 | 0 | 0 | 0 | 0 | 0 | 0.11 | 0 | 0 | 0.22 | 0.22 | 3.5 | 3.5 | 65.5 | 65.5 | 0.61 | 0.61 | 9.97 | 9.97 | 65.5 | 9.97
PJM | PEPCO | TRUE | 0.0002 | 0.0002 | 0.87464 | PJM | PJM | 184.7 | 182.4 | 143.2 | 146.2 | 164.1 | 158.7 | 6.3 | 2.8 | 0.159 | 0.177 | 0.2898 | 0.24761 | 0.087142 | 0.1317 | -0.045305 | -0.071858 | 0 | 0 | 0 | 0 | 0 | 0 | 0 | 0 | 0 | 0 | 0 | 0.11 | 0 | 0 | 0.22 | 0.22 | 3.5 | 3.5 | 65.5 | 65.5 | 0.61 | 0.61 | 9.97 | 9.97 | 65.5 | 9.97
PJM | PPL | TRUE | 0.23 | 0.263 | 0.87464 | PJM | PJM | 184.7 | 182.4 | 143.2 | 146.2 | 164.1 | 158.7 | 6.3 | 2.8 | 0.159 | 0.177 | 0.2898 | 0.24761 | 0.087142 | 0.1317 | -0.045305 | -0.071858 | 0 | 0 | 0 | 0 | 0 | 0 | 0 | 0 | 0 | 0 | 0 | 0.11 | 0 | 0 | 0.22 | 0.22 | 3.5 | 3.5 | 65.5 | 65.5 | 0.61 | 0.61 | 9.97 | 9.97 | 65.5 | 9.97
PJM | PSEG | TRUE | 0.0961 | 0.1099 | 0.87464 | PJM | PJM | 184.7 | 182.4 | 143.2 | 146.2 | 164.1 | 158.7 | 6.3 | 2.8 | 0.159 | 0.177 | 0.2898 | 0.24761 | 0.087142 | 0.1317 | -0.045305 | -0.071858 | 0 | 0 | 0 | 0 | 0 | 0 | 0 | 0 | 0 | 0 | 0 | 0.11 | 0 | 0 | 0.22 | 0.22 | 3.5 | 3.5 | 65.5 | 65.5 | 0.61 | 0.61 | 9.97 | 9.97 | 65.5 | 9.97
Non-ISO Cities | Atlanta | TRUE | 2.004 | 0.2858 | 7.0115 | SERC-SE | SERC-SE | 59.7 | 64.6 | 45 | 45.7 | 48.7 | 55.9 | 3.2 | 2.5 | 0.1315 | 0.15 | 0.32667 | 0.41357 | 0.16016 | 0.11091 | -0.039088 | 0.028664 | 0 | 0 | 0 | 0 | 0 | 0 | 0 | 0 | 0 | 0 | 0 | 0 | 0 | 0 | 0 | 0 | 0 | 0 | 0 | 0 | 0 | 0 | 0 | 0 | 0 | 0
Non-ISO Cities | Boardman | TRUE | 7.9405 | 1.1325 | 7.0115 | NWPP-US ¦ NWPP-US+RMRG ¦ WECC-NW | NWPP-US+RMRG ¦ WECC-NW | 70.05 | 38.5 | 53.2 | 29.1 | 62.45 | 32.7 | 1.3 | 1.7 | 0.1925 | 0.231 | 0.31609 | 0.32302 | 0.099986 | 0.12538 | -0.10562 | -0.092514 | 32.69 | 32.69 | 621.8 | 4.22 | 0.25 | 0.25 | 4.39 | 0.036 | 27.18 | 0 | 0.233 | 0 | 0 | 0 | 0 | 0 | 0 | 0 | 36.64 | 36.64 | 0 | 0 | 85 | 85 | 3.95 | 84.75
Non-ISO Cities | Chandler | TRUE | 1.4439 | 0.2059 | 7.0115 | WECC-SW ¦ SRSG | WECC-SW ¦ SRSG | 32.1 | 43 | 23 | 35.1 | 26.9 | 39 | 0.379 | 2.1 | 0.15 | 0.133 | 0.39565 | 0.22507 | 0.17922 | 0.048718 | -0.084282 | 0.029219 | 0.11 | 0.11 | 0.75 | 0.68 | 0 | 0 | 0 | 0.003 | 71.17 | 0 | 0.368 | 0 | 0.13 | 0.13 | 0 | 0 | 0 | 0 | 0 | 0 | 0 | 0 | 0 | 0 | -0.11 | 0
Non-ISO Cities | Charlotte | TRUE | 0.0571 | 0.0081 | 7.0115 | SERC-E ¦ SERC-C | SERC-E ¦ SERC-C | 51.05 | 52.45 | 40.75 | 42.2 | 43.05 | 45.7 | 1.35 | 1.5 | 0.1315 | 0.15 | 0.25522 | 0.24256 | 0.15591 | 0.11488 | -0.03512 | 0.02441 | 0 | 0 | 0.01 | 0.136 | 0 | 0 | 0.005 | 0.03 | 0.1945 | 0.3 | 0.0405 | 0.045 | 0.405 | 0.405 | 0.085 | 0.085 | 0.49 | 0.49 | 1.135 | 1.135 | 0.075 | 0.075 | 0.165 | 0.165 | 1.135 | 0.165
Non-ISO Cities | Goodyear | TRUE | 3.9679 | 0.5659 | 7.0115 | WECC-SW ¦ SRSG | WECC-SW ¦ SRSG | 32.1 | 43 | 23 | 35.1 | 26.9 | 39 | 0.379 | 2.1 | 0.15 | 0.133 | 0.39565 | 0.22507 | 0.17922 | 0.048718 | -0.084282 | 0.029219 | 0.11 | 0.11 | 0.75 | 0.68 | 0 | 0 | 0 | 0.003 | 71.17 | 0 | 0.368 | 0 | 0.13 | 0.13 | 0 | 0 | 0 | 0 | 0 | 0 | 0 | 0 | 0 | 0 | -0.11 | 0
Non-ISO Cities | Hillsboro | TRUE | 6.1982 | 0.884 | 7.0115 | NWPP-US ¦ NWPP-US+RMRG ¦ WECC-NW | NWPP-US+RMRG ¦ WECC-NW | 70.05 | 38.5 | 53.2 | 29.1 | 62.45 | 32.7 | 1.3 | 1.7 | 0.1925 | 0.231 | 0.31609 | 0.32302 | 0.099986 | 0.12538 | -0.10562 | -0.092514 | 32.69 | 32.69 | 621.8 | 4.22 | 0.25 | 0.25 | 4.39 | 0.036 | 27.18 | 0 | 0.233 | 0 | 0 | 0 | 0 | 0 | 0 | 0 | 36.64 | 36.64 | 0 | 0 | 85 | 85 | 3.95 | 84.75
Non-ISO Cities | Huntsville | TRUE | 4.0072 | 0.5715 | 7.0115 | SERC-SE | SERC-SE | 59.7 | 64.6 | 45 | 45.7 | 48.7 | 55.9 | 3.2 | 2.5 | 0.1315 | 0.15 | 0.32667 | 0.41357 | 0.16016 | 0.11091 | -0.039088 | 0.028664 | 0 | 0 | 0 | 0 | 0 | 0 | 0 | 0 | 0 | 0 | 0 | 0 | 0 | 0 | 0 | 0 | 0 | 0 | 0 | 0 | 0 | 0 | 0 | 0 | 0 | 0
Non-ISO Cities | Las Vegas | TRUE | 1.1675 | 0.1665 | 7.0115 | WECC-SW ¦ SRSG | WECC-SW ¦ SRSG | 32.1 | 43 | 23 | 35.1 | 26.9 | 39 | 0.379 | 2.1 | 0.15 | 0.133 | 0.39565 | 0.22507 | 0.17922 | 0.048718 | -0.084282 | 0.029219 | 0.11 | 0.11 | 0.75 | 0.68 | 0 | 0 | 0 | 0.003 | 71.17 | 0 | 0.368 | 0 | 0.13 | 0.13 | 0 | 0 | 0 | 0 | 0 | 0 | 0 | 0 | 0 | 0 | -0.11 | 0
Non-ISO Cities | Lithia Springs | TRUE | 2.0302 | 0.2896 | 7.0115 | SERC-SE | SERC-SE | 59.7 | 64.6 | 45 | 45.7 | 48.7 | 55.9 | 3.2 | 2.5 | 0.1315 | 0.15 | 0.32667 | 0.41357 | 0.16016 | 0.11091 | -0.039088 | 0.028664 | 0 | 0 | 0 | 0 | 0 | 0 | 0 | 0 | 0 | 0 | 0 | 0 | 0 | 0 | 0 | 0 | 0 | 0 | 0 | 0 | 0 | 0 | 0 | 0 | 0 | 0
Non-ISO Cities | Mesa | TRUE | 5.2331 | 0.7464 | 7.0115 | WECC-SW ¦ SRSG | WECC-SW ¦ SRSG | 32.1 | 43 | 23 | 35.1 | 26.9 | 39 | 0.379 | 2.1 | 0.15 | 0.133 | 0.39565 | 0.22507 | 0.17922 | 0.048718 | -0.084282 | 0.029219 | 0.11 | 0.11 | 0.75 | 0.68 | 0 | 0 | 0 | 0.003 | 71.17 | 0 | 0.368 | 0 | 0.13 | 0.13 | 0 | 0 | 0 | 0 | 0 | 0 | 0 | 0 | 0 | 0 | -0.11 | 0
Non-ISO Cities | Miami | TRUE | 0.0358 | 0.0051 | 7.0115 | SERC-FP | SERC-FP | 55.8 | 59.9 | 44.7 | 49.8 | 45.2 | 50.8 | 2.3 | 1.5 | 0.15 | 0.15 | 0.24832 | 0.20281 | 0.18363 | 0.14961 | -0.0003937 | 0.033628 | 0 | 0 | 0 | 0.004 | 0.03 | 0.03 | 0 | 0.002 | 0.004 | 0.01 | 0.002 | 0.01 | 0.06 | 0.06 | 0.02 | 0.02 | 0 | 0 | 0 | 0 | 0 | 0 | 0 | 0 | 0 | -0.03
Non-ISO Cities | Moncks Corner | TRUE | 0.6263 | 0.0893 | 7.0115 | SERC-E | SERC-E | 51.4 | 54.8 | 42.7 | 42.5 | 44.8 | 45.7 | 1.2 | 1.5 | 0.1315 | 0.15 | 0.20375 | 0.28941 | 0.12054 | 0.1663 | 0.016302 | -0.010964 | 0 | 0 | 0.02 | 0.272 | 0 | 0 | 0.01 | 0.06 | 0.389 | 0.6 | 0.081 | 0.09 | 0.81 | 0.81 | 0.17 | 0.17 | 0.98 | 0.98 | 2.27 | 2.27 | 0.15 | 0.15 | 0.33 | 0.33 | 2.27 | 0.33
Non-ISO Cities | Phoenix | TRUE | 2.5287 | 0.3606 | 7.0115 | WECC-SW ¦ SRSG | WECC-SW ¦ SRSG | 32.1 | 43 | 23 | 35.1 | 26.9 | 39 | 0.379 | 2.1 | 0.15 | 0.133 | 0.39565 | 0.22507 | 0.17922 | 0.048718 | -0.084282 | 0.029219 | 0.11 | 0.11 | 0.75 | 0.68 | 0 | 0 | 0 | 0.003 | 71.17 | 0 | 0.368 | 0 | 0.13 | 0.13 | 0 | 0 | 0 | 0 | 0 | 0 | 0 | 0 | 0 | 0 | -0.11 | 0
Non-ISO Cities | Quincy | TRUE | 4.196 | 0.5984 | 7.0115 | NWPP-US ¦ NWPP-US+RMRG ¦ WECC-NW | NWPP-US+RMRG ¦ WECC-NW | 70.05 | 38.5 | 53.2 | 29.1 | 62.45 | 32.7 | 1.3 | 1.7 | 0.1925 | 0.231 | 0.31609 | 0.32302 | 0.099986 | 0.12538 | -0.10562 | -0.092514 | 32.69 | 32.69 | 621.8 | 4.22 | 0.25 | 0.25 | 4.39 | 0.036 | 27.18 | 0 | 0.233 | 0 | 0 | 0 | 0 | 0 | 0 | 0 | 36.64 | 36.64 | 0 | 0 | 85 | 85 | 3.95 | 84.75
Non-ISO Cities | Reno | TRUE | 0.762 | 0.1087 | 7.0115 | NWPP-US ¦ WECC-Basin ¦ NWPP-US+RMRG | NWPP-US+RMRG ¦ WECC-Basin | 70.05 | 16.9 | 53.2 | 13.6 | 62.45 | 15 | 1.3 | 0.9 | 0.1925 | 0.14 | 0.31609 | 0.24265 | 0.099986 | 0.066667 | -0.073333 | -0.092514 | 32.69 | 32.69 | 621.8 | 4.22 | 0.25 | 0.25 | 4.39 | 0.036 | 27.18 | 0 | 0.233 | 0 | 0 | 0 | 0 | 0 | 0.04 | 0.04 | 2250 | 2250 | 3 | 3 | 310 | 310 | 2217.31 | 309.75
Non-ISO Cities | Seattle | TRUE | 0.2311 | 0.033 | 7.0115 | NWPP-US ¦ NWPP-US+RMRG ¦ WECC-NW | NWPP-US+RMRG ¦ WECC-NW | 70.05 | 38.5 | 53.2 | 29.1 | 62.45 | 32.7 | 1.3 | 1.7 | 0.1925 | 0.231 | 0.31609 | 0.32302 | 0.099986 | 0.12538 | -0.10562 | -0.092514 | 32.69 | 32.69 | 621.8 | 4.22 | 0.25 | 0.25 | 4.39 | 0.036 | 27.18 | 0 | 0.233 | 0 | 0 | 0 | 0 | 0 | 0 | 0 | 36.64 | 36.64 | 0 | 0 | 85 | 85 | 3.95 | 84.75
Non-ISO Cities | Sparks | TRUE | 5.5286 | 0.7885 | 7.0115 | NWPP-US ¦ WECC-Basin ¦ NWPP-US+RMRG | NWPP-US+RMRG ¦ WECC-Basin | 70.05 | 16.9 | 53.2 | 13.6 | 62.45 | 15 | 1.3 | 0.9 | 0.1925 | 0.14 | 0.31609 | 0.24265 | 0.099986 | 0.066667 | -0.073333 | -0.092514 | 32.69 | 32.69 | 621.8 | 4.22 | 0.25 | 0.25 | 4.39 | 0.036 | 27.18 | 0 | 0.233 | 0 | 0 | 0 | 0 | 0 | 0.04 | 0.04 | 2250 | 2250 | 3 | 3 | 310 | 310 | 2217.31 | 309.75
Non-ISO Cities | Tukwila | TRUE | 0.3972 | 0.0567 | 7.0115 | NWPP-US ¦ NWPP-US+RMRG ¦ WECC-NW | NWPP-US+RMRG ¦ WECC-NW | 70.05 | 38.5 | 53.2 | 29.1 | 62.45 | 32.7 | 1.3 | 1.7 | 0.1925 | 0.231 | 0.31609 | 0.32302 | 0.099986 | 0.12538 | -0.10562 | -0.092514 | 32.69 | 32.69 | 621.8 | 4.22 | 0.25 | 0.25 | 4.39 | 0.036 | 27.18 | 0 | 0.233 | 0 | 0 | 0 | 0 | 0 | 0 | 0 | 36.64 | 36.64 | 0 | 0 | 85 | 85 | 3.95 | 84.75
ISONE | .Z.CONNECTICUT | FALSE | 0 | 0 | 0 | NPC-NE | NPCC-NE | 32.7 | 28.3 | 25 | 24.8 | 26.9 | 25.9 | 2.3 | 2.1 | 0.183 | 0.127 | 0.308 | 0.14113 | 0.13011 | 0.011583 | -0.11542 | -0.052888 | 0.02 | 0.02 | 0.47 | 0.001 | 0.01 | 0.01 | 0.1 | 0 | 0 | 0.09 | 0 | 0.07 | 0.06 | 0.06 | 0.03 | 0.03 | 0 | 0 | 0.02 | 0.02 | 0 | 0 | 0 | 0 | 0 | -0.01
ISONE | .Z.NEMASSBOST | FALSE | 0 | 0 | 0 | NPC-NE | NPCC-NE | 32.7 | 28.3 | 25 | 24.8 | 26.9 | 25.9 | 2.3 | 2.1 | 0.183 | 0.127 | 0.308 | 0.14113 | 0.13011 | 0.011583 | -0.11542 | -0.052888 | 0.02 | 0.02 | 0.47 | 0.001 | 0.01 | 0.01 | 0.1 | 0 | 0 | 0.09 | 0 | 0.07 | 0.06 | 0.06 | 0.03 | 0.03 | 0 | 0 | 0.02 | 0.02 | 0 | 0 | 0 | 0 | 0 | -0.01
ISONE | .Z.NEWHAMPSHIRE | FALSE | 0 | 0 | 0 | NPC-NE | NPCC-NE | 32.7 | 28.3 | 25 | 24.8 | 26.9 | 25.9 | 2.3 | 2.1 | 0.183 | 0.127 | 0.308 | 0.14113 | 0.13011 | 0.011583 | -0.11542 | -0.052888 | 0.02 | 0.02 | 0.47 | 0.001 | 0.01 | 0.01 | 0.1 | 0 | 0 | 0.09 | 0 | 0.07 | 0.06 | 0.06 | 0.03 | 0.03 | 0 | 0 | 0.02 | 0.02 | 0 | 0 | 0 | 0 | 0 | -0.01
ISONE | .Z.RHODEISLAND | FALSE | 0 | 0 | 0 | NPC-NE | NPCC-NE | 32.7 | 28.3 | 25 | 24.8 | 26.9 | 25.9 | 2.3 | 2.1 | 0.183 | 0.127 | 0.308 | 0.14113 | 0.13011 | 0.011583 | -0.11542 | -0.052888 | 0.02 | 0.02 | 0.47 | 0.001 | 0.01 | 0.01 | 0.1 | 0 | 0 | 0.09 | 0 | 0.07 | 0.06 | 0.06 | 0.03 | 0.03 | 0 | 0 | 0.02 | 0.02 | 0 | 0 | 0 | 0 | 0 | -0.01
ISONE | .Z.SEMASS | FALSE | 0 | 0 | 0 | NPC-NE | NPCC-NE | 32.7 | 28.3 | 25 | 24.8 | 26.9 | 25.9 | 2.3 | 2.1 | 0.183 | 0.127 | 0.308 | 0.14113 | 0.13011 | 0.011583 | -0.11542 | -0.052888 | 0.02 | 0.02 | 0.47 | 0.001 | 0.01 | 0.01 | 0.1 | 0 | 0 | 0.09 | 0 | 0.07 | 0.06 | 0.06 | 0.03 | 0.03 | 0 | 0 | 0.02 | 0.02 | 0 | 0 | 0 | 0 | 0 | -0.01
ISONE | .Z.VERMONT | FALSE | 0 | 0 | 0 | NPC-NE | NPCC-NE | 32.7 | 28.3 | 25 | 24.8 | 26.9 | 25.9 | 2.3 | 2.1 | 0.183 | 0.127 | 0.308 | 0.14113 | 0.13011 | 0.011583 | -0.11542 | -0.052888 | 0.02 | 0.02 | 0.47 | 0.001 | 0.01 | 0.01 | 0.1 | 0 | 0 | 0.09 | 0 | 0.07 | 0.06 | 0.06 | 0.03 | 0.03 | 0 | 0 | 0.02 | 0.02 | 0 | 0 | 0 | 0 | 0 | -0.01
ISONE | .Z.WCMASS | FALSE | 0 | 0 | 0 | NPC-NE | NPCC-NE | 32.7 | 28.3 | 25 | 24.8 | 26.9 | 25.9 | 2.3 | 2.1 | 0.183 | 0.127 | 0.308 | 0.14113 | 0.13011 | 0.011583 | -0.11542 | -0.052888 | 0.02 | 0.02 | 0.47 | 0.001 | 0.01 | 0.01 | 0.1 | 0 | 0 | 0.09 | 0 | 0.07 | 0.06 | 0.06 | 0.03 | 0.03 | 0 | 0 | 0.02 | 0.02 | 0 | 0 | 0 | 0 | 0 | -0.01
NYISO | Capital - F | FALSE | 0 | 0 | 0 | NPC-NY | NPCC-NY ¦ NPCC-NE | 38.8 | 39.5 | 31.1 | 30 | 32.9 | 31.7 | 2.7 | 2.6 | 0.15 | 0.15 | 0.24759 | 0.31667 | 0.097264 | 0.16404 | 0.014038 | -0.052736 | 0.01 | 0.01 | 0.26 | 0.001 | 0.005 | 0.005 | 0.065 | 0 | 0 | 0.05 | 0 | 0.04 | 0.035 | 0.035 | 0.02 | 0.02 | 0 | 0 | 0.05 | 0.05 | 0 | 0 | 0.015 | 0.015 | 0.04 | 0.01
NYISO | Central - C | FALSE | 0 | 0 | 0 | NPC-NY | NPCC-NY ¦ NPCC-NE | 38.8 | 39.5 | 31.1 | 30 | 32.9 | 31.7 | 2.7 | 2.6 | 0.15 | 0.15 | 0.24759 | 0.31667 | 0.097264 | 0.16404 | 0.014038 | -0.052736 | 0.01 | 0.01 | 0.26 | 0.001 | 0.005 | 0.005 | 0.065 | 0 | 0 | 0.05 | 0 | 0.04 | 0.035 | 0.035 | 0.02 | 0.02 | 0 | 0 | 0.05 | 0.05 | 0 | 0 | 0.015 | 0.015 | 0.04 | 0.01
NYISO | Dunwoodie - I | FALSE | 0 | 0 | 0 | NPC-NY | NPCC-NY ¦ NPCC-NE | 38.8 | 39.5 | 31.1 | 30 | 32.9 | 31.7 | 2.7 | 2.6 | 0.15 | 0.15 | 0.24759 | 0.31667 | 0.097264 | 0.16404 | 0.014038 | -0.052736 | 0.01 | 0.01 | 0.26 | 0.001 | 0.005 | 0.005 | 0.065 | 0 | 0 | 0.05 | 0 | 0.04 | 0.035 | 0.035 | 0.02 | 0.02 | 0 | 0 | 0.05 | 0.05 | 0 | 0 | 0.015 | 0.015 | 0.04 | 0.01
NYISO | Genesee - B | FALSE | 0 | 0 | 0 | NPC-NY | NPCC-NY ¦ NPCC-NE | 38.8 | 39.5 | 31.1 | 30 | 32.9 | 31.7 | 2.7 | 2.6 | 0.15 | 0.15 | 0.24759 | 0.31667 | 0.097264 | 0.16404 | 0.014038 | -0.052736 | 0.01 | 0.01 | 0.26 | 0.001 | 0.005 | 0.005 | 0.065 | 0 | 0 | 0.05 | 0 | 0.04 | 0.035 | 0.035 | 0.02 | 0.02 | 0 | 0 | 0.05 | 0.05 | 0 | 0 | 0.015 | 0.015 | 0.04 | 0.01
NYISO | Hudson Valley - G | FALSE | 0 | 0 | 0 | NPC-NY | NPCC-NY ¦ NPCC-NE | 38.8 | 39.5 | 31.1 | 30 | 32.9 | 31.7 | 2.7 | 2.6 | 0.15 | 0.15 | 0.24759 | 0.31667 | 0.097264 | 0.16404 | 0.014038 | -0.052736 | 0.01 | 0.01 | 0.26 | 0.001 | 0.005 | 0.005 | 0.065 | 0 | 0 | 0.05 | 0 | 0.04 | 0.035 | 0.035 | 0.02 | 0.02 | 0 | 0 | 0.05 | 0.05 | 0 | 0 | 0.015 | 0.015 | 0.04 | 0.01
NYISO | Long Island - K | FALSE | 0 | 0 | 0 | NPC-NY | NPCC-NY ¦ NPCC-NE | 38.8 | 39.5 | 31.1 | 30 | 32.9 | 31.7 | 2.7 | 2.6 | 0.15 | 0.15 | 0.24759 | 0.31667 | 0.097264 | 0.16404 | 0.014038 | -0.052736 | 0.01 | 0.01 | 0.26 | 0.001 | 0.005 | 0.005 | 0.065 | 0 | 0 | 0.05 | 0 | 0.04 | 0.035 | 0.035 | 0.02 | 0.02 | 0 | 0 | 0.05 | 0.05 | 0 | 0 | 0.015 | 0.015 | 0.04 | 0.01
NYISO | N.Y.C. - J | FALSE | 0 | 0 | 0 | NPC-NY | NPCC-NY ¦ NPCC-NE | 38.8 | 39.5 | 31.1 | 30 | 32.9 | 31.7 | 2.7 | 2.6 | 0.15 | 0.15 | 0.24759 | 0.31667 | 0.097264 | 0.16404 | 0.014038 | -0.052736 | 0.01 | 0.01 | 0.26 | 0.001 | 0.005 | 0.005 | 0.065 | 0 | 0 | 0.05 | 0 | 0.04 | 0.035 | 0.035 | 0.02 | 0.02 | 0 | 0 | 0.05 | 0.05 | 0 | 0 | 0.015 | 0.015 | 0.04 | 0.01
NYISO | North - D | FALSE | 0 | 0 | 0 | NPC-NY | NPCC-NY ¦ NPCC-NE | 38.8 | 39.5 | 31.1 | 30 | 32.9 | 31.7 | 2.7 | 2.6 | 0.15 | 0.15 | 0.24759 | 0.31667 | 0.097264 | 0.16404 | 0.014038 | -0.052736 | 0.01 | 0.01 | 0.26 | 0.001 | 0.005 | 0.005 | 0.065 | 0 | 0 | 0.05 | 0 | 0.04 | 0.035 | 0.035 | 0.02 | 0.02 | 0 | 0 | 0.05 | 0.05 | 0 | 0 | 0.015 | 0.015 | 0.04 | 0.01
NYISO | West - A | FALSE | 0 | 0 | 0 | NPC-NY | NPCC-NY ¦ NPCC-NE | 38.8 | 39.5 | 31.1 | 30 | 32.9 | 31.7 | 2.7 | 2.6 | 0.15 | 0.15 | 0.24759 | 0.31667 | 0.097264 | 0.16404 | 0.014038 | -0.052736 | 0.01 | 0.01 | 0.26 | 0.001 | 0.005 | 0.005 | 0.065 | 0 | 0 | 0.05 | 0 | 0.04 | 0.035 | 0.035 | 0.02 | 0.02 | 0 | 0 | 0.05 | 0.05 | 0 | 0 | 0.015 | 0.015 | 0.04 | 0.01
SPP | North | FALSE | 0 | 0 | 0 | SPP | SPP | 66.8 | 70.3 | 50.7 | 54.8 | 53.3 | 57.5 | 1.7 | 2 | 0.12 | 0.19 | 0.31755 | 0.28285 | 0.22139 | 0.18783 | -0.0021739 | 0.10139 | 0 | 0 | 0 | 0 | 0 | 0 | 0 | 0 | 0 | 0 | 0 | 0 | 0.02 | 0.02 | 0.01 | 0.01 | 0 | 0 | 0 | 0 | 0 | 0 | 0 | 0 | 0 | 0
SPP | South | FALSE | 0 | 0 | 0 | SPP | SPP | 66.8 | 70.3 | 50.7 | 54.8 | 53.3 | 57.5 | 1.7 | 2 | 0.12 | 0.19 | 0.31755 | 0.28285 | 0.22139 | 0.18783 | -0.0021739 | 0.10139 | 0 | 0 | 0 | 0 | 0 | 0 | 0 | 0 | 0 | 0 | 0 | 0 | 0.02 | 0.02 | 0.01 | 0.01 | 0 | 0 | 0 | 0 | 0 | 0 | 0 | 0 | 0 | 0

## Region-Level Data
region | type | status | n_sig_zones | causal_beta | dP_max | dP_mean | dP_median | dP_pct_max | dP_pct_mean | dP_pct_median | summer_nerc_area | summer_resources_earliest | summer_resources_latest | summer_resources_change | summer_demand_50_earliest | summer_demand_50_latest | summer_demand_50_change | summer_demand_90_earliest | summer_demand_90_latest | summer_demand_90_change | summer_peak_requirement_earliest | summer_peak_requirement_latest | summer_peak_requirement_change | summer_ref_margin_level_earliest | summer_ref_margin_level_latest | summer_ref_margin_level_change | summer_reserve_margin_earliest | summer_reserve_margin_latest | summer_reserve_margin_change | summer_extreme_margin_earliest | summer_extreme_margin_latest | summer_extreme_margin_change | lt_nerc_area | lt_eeu_2022_earliest | lt_eeu_2022_latest | lt_eeu_2024_earliest | lt_eeu_2024_latest | lt_lolh_2022_earliest | lt_lolh_2022_latest | lt_lolh_2024_earliest | lt_lolh_2024_latest | lt_eeu_2026_earliest | lt_eeu_2026_latest | lt_lolh_2026_earliest | lt_lolh_2026_latest | lt_eeu_2028_earliest | lt_eeu_2028_latest | lt_lolh_2028_earliest | lt_lolh_2028_latest | lt_eeu_2027_earliest | lt_eeu_2027_latest | lt_eeu_2029_earliest | lt_eeu_2029_latest | lt_lolh_2027_earliest | lt_lolh_2027_latest | lt_lolh_2029_earliest | lt_lolh_2029_latest | summer_margin_above_ref_latest | summer_margin_above_ref_earliest | lt_eeu_forecast_change | lt_lolh_forecast_change
CAISO | ISO | iv_sig | 4 | 14.4866 | 11.5089 | 5.522 | 5.161 | 19.9345 | 9.9969 | 9.7857 | WECC-CA ¦ WECC-CAMX | 63.6 | 84.8 | 21.2 | 52 | 54.1 | 2.1 | 56.9 | 64.3 | 7.4 | 1.1 | 3.3 | 2.2 | 0.12 | 0.192 | 0.072 | 0.22308 | 0.56747 | 0.34439 | 0.098418 | 0.2675 | 0.16908 | WECC-CA ¦ WECC-CAMX | 3721.39 | 3721.39 | 8817.86 | 136 | 22.06 | 22.06 | 55.61 | 0.721 | 1785 | 0 | 9.792 | 0 | 70.07 | 70.07 | 0.38 | 0.38 | 0 | 0 | 0 | 0 | 0 | 0 | 0 | 0 | 0.075496 | -0.021582 | -3721.39 | -22.06
ERCOT | ISO | rf_sig | 4 | 2.9993 | 7.8111 | 4.4849 | 4.9634 | 16.8446 | 9.7468 | 10.8654 | ERCOT | 78.8 | 92.2 | 13.4 | 72.6 | 81.4 | 8.8 | 75.9 | 86.7 | 10.8 | 2.3 | 1.5 | -0.8 | 0.1375 | 0.1375 | 0 | 0.085399 | 0.13268 | 0.047279 | 0.0079051 | 0.046136 | 0.038231 | ERCOT | 0 | 0 | 0.03 | 1.09 | 0 | 0 | 0.03 | 0.15 | 2.63 | 18.95 | 0.3 | 1.57 | 1.12 | 1.12 | 0.16 | 0.16 | 8.7 | 8.7 | 18.84 | 18.84 | 0.95 | 0.95 | 3.64 | 3.64 | -0.091364 | -0.12959 | 18.84 | 3.64
ISONE | ISO | iv_insig | 0 | 0 | 0 | 0 | 0 | 0 | 0 | 0 | NPC-NE | 32.7 | 28.3 | -4.4 | 25 | 24.8 | -0.2 | 26.9 | 25.9 | -1 | 2.3 | 2.1 | -0.2 | 0.183 | 0.127 | -0.056 | 0.308 | 0.14113 | -0.16687 | 0.13011 | 0.011583 | -0.11853 | NPCC-NE | 0.02 | 0.02 | 0.47 | 0.001 | 0.01 | 0.01 | 0.1 | 0 | 0 | 0.09 | 0 | 0.07 | 0.06 | 0.06 | 0.03 | 0.03 | 0 | 0 | 0.02 | 0.02 | 0 | 0 | 0 | 0 | -0.11542 | -0.052888 | 0 | -0.01
MISO | ISO | iv_sig | 6 | 2.9413 | 3.2984 | 1.4231 | 0.85615 | 9.6225 | 4.1316 | 2.1688 | MISO | 141.2 | 145.1 | 3.9 | 118.4 | 116.3 | -2.1 | 125.1 | 121.6 | -3.5 | 1.5 | 2.4 | 0.9 | 0.168 | 0.157 | -0.011 | 0.19257 | 0.24764 | 0.055068 | 0.11671 | 0.17352 | 0.056813 | MISO | 0.04 | 0.04 | 0.02 | 0.304 | 0.2 | 0.2 | 0.09 | 0.808 | 0.108 | 0 | 0.393 | 0 | 0 | 0 | 0 | 0 | 1.13 | 1.13 | 42.39 | 42.39 | 0.23 | 0.23 | 6.61 | 6.61 | 0.01652 | -0.051293 | 42.35 | 6.41
NYISO | ISO | iv_noisy | 0 | 0 | 0 | 0 | 0 | 0 | 0 | 0 | NPC-NY | 38.8 | 39.5 | 0.7 | 31.1 | 30 | -1.1 | 32.9 | 31.7 | -1.2 | 2.7 | 2.6 | -0.1 | 0.15 | 0.15 | 0 | 0.24759 | 0.31667 | 0.069078 | 0.097264 | 0.16404 | 0.066773 | NPCC-NY ¦ NPCC-NE | 0.01 | 0.01 | 0.26 | 0.001 | 0.005 | 0.005 | 0.065 | 0 | 0 | 0.05 | 0 | 0.04 | 0.035 | 0.035 | 0.02 | 0.02 | 0 | 0 | 0.05 | 0.05 | 0 | 0 | 0.015 | 0.015 | 0.014038 | -0.052736 | 0.04 | 0.01
PJM | ISO | iv_sig | 16 | 0.87464 | 6.9219 | 0.76934 | 0.13465 | 15.1672 | 1.8639 | 0.3602 | PJM | 184.7 | 182.4 | -2.3 | 143.2 | 146.2 | 3 | 164.1 | 158.7 | -5.4 | 6.3 | 2.8 | -3.5 | 0.159 | 0.177 | 0.018 | 0.2898 | 0.24761 | -0.042198 | 0.087142 | 0.1317 | 0.044553 | PJM | 0 | 0 | 0 | 0 | 0 | 0 | 0 | 0 | 0 | 0 | 0 | 0.11 | 0 | 0 | 0.22 | 0.22 | 3.5 | 3.5 | 65.5 | 65.5 | 0.61 | 0.61 | 9.97 | 9.97 | -0.045305 | -0.071858 | 65.5 | 9.97
SPP | ISO | iv_insig | 0 | 0 | 0 | 0 | 0 | 0 | 0 | 0 | SPP | 66.8 | 70.3 | 3.5 | 50.7 | 54.8 | 4.1 | 53.3 | 57.5 | 4.2 | 1.7 | 2 | 0.3 | 0.12 | 0.19 | 0.07 | 0.31755 | 0.28285 | -0.034708 | 0.22139 | 0.18783 | -0.033562 | SPP | 0 | 0 | 0 | 0 | 0 | 0 | 0 | 0 | 0 | 0 | 0 | 0 | 0.02 | 0.02 | 0.01 | 0.01 | 0 | 0 | 0 | 0 | 0 | 0 | 0 | 0 | -0.0021739 | 0.10139 | 0 | 0
Cities:NWPP-US | CityNERC | cities | 7 | 7.0115 | 7.9405 | 3.6077 | 4.196 | 15.6228 | 7.0834 | 8.2415 | NWPP-US ¦ NWPP-US+RMRG | 70.05 | 85.3 | 15.25 | 53.2 | 63 | 9.8 | 62.45 | 69.7 | 7.25 | 1.3 | 3.8 | 2.5 | 0.1925 | 0.164 | -0.0285 | 0.31609 | 0.35397 | 0.037875 | 0.099986 | 0.1693 | 0.069311 | NWPP-US+RMRG | 32.69 | 32.69 | 621.8 | 4.22 | 0.25 | 0.25 | 4.39 | 0.036 | 27.18 | 0 | 0.233 | 0 | 0 | 0 | 0 | 0 | [8 empty] | 0.005297 | -0.092514
Cities:SERC-E | CityNERC | cities | 2 | 7.0115 | 0.6263 | 0.3417 | 0.3417 | 1.5429 | 0.8441 | 0.8441 | SERC-E | 51.4 | 54.8 | 3.4 | 42.7 | 42.5 | -0.2 | 44.8 | 45.7 | 0.9 | 1.2 | 1.5 | 0.3 | 0.1315 | 0.15 | 0.0185 | 0.20375 | 0.28941 | 0.085665 | 0.12054 | 0.1663 | 0.045766 | SERC-E | 0 | 0 | 0.02 | 0.272 | 0 | 0 | 0.01 | 0.06 | 0.389 | 0.6 | 0.081 | 0.09 | 0.81 | 0.81 | 0.17 | 0.17 | 0.98 | 0.98 | 2.27 | 2.27 | 0.15 | 0.15 | 0.33 | 0.33 | 0.016302 | -0.010964 | 2.27 | 0.33
Cities:SERC-FP | CityNERC | cities | 1 | 7.0115 | 0.0358 | 0.0358 | 0.0358 | 0.0879 | 0.0879 | 0.0879 | SERC-FP | 55.8 | 59.9 | 4.1 | 44.7 | 49.8 | 5.1 | 45.2 | 50.8 | 5.6 | 2.3 | 1.5 | -0.8 | 0.15 | 0.15 | 0 | 0.24832 | 0.20281 | -0.045511 | 0.18363 | 0.14961 | -0.034022 | SERC-FP | 0 | 0 | 0 | 0.004 | 0.03 | 0.03 | 0 | 0.002 | 0.004 | 0.01 | 0.002 | 0.01 | 0.06 | 0.06 | 0.02 | 0.02 | 0 | 0 | 0 | 0 | 0 | 0 | 0 | 0 | -0.0003937 | 0.033628 | 0 | -0.03
Cities:SERC-SE | CityNERC | cities | 3 | 7.0115 | 4.0072 | 2.6805 | 2.0302 | 10.4664 | 6.7904 | 4.9846 | SERC-SE | 59.7 | 64.6 | 4.9 | 45 | 45.7 | 0.7 | 48.7 | 55.9 | 7.2 | 3.2 | 2.5 | -0.7 | 0.1315 | 0.15 | 0.0185 | 0.32667 | 0.41357 | 0.0869 | 0.16016 | 0.11091 | -0.049252 | SERC-SE | 0 | 0 | 0 | 0 | 0 | 0 | 0 | 0 | 0 | 0 | 0 | 0 | 0 | 0 | 0 | 0 | 0 | 0 | 0 | 0 | 0 | 0 | 0 | 0 | -0.039088 | 0.028664 | 0 | 0
Cities:SRSG | CityNERC | cities | 5 | 7.0115 | 5.2331 | 2.8682 | 2.5287 | 10.1441 | 5.6045 | 4.9048 | SRSG | 32.1 | 32.2 | 0.1 | 23 | 26.4 | 3.4 | 26.9 | 28.8 | 1.9 | 0.379 | 1.6 | 1.221 | 0.15 | 0.105 | -0.045 | 0.39565 | 0.2197 | -0.17596 | 0.17922 | 0.0625 | -0.11672 | SRSG | 0.11 | 0.11 | 0.75 | 0.68 | 0 | 0 | 0 | 0.003 | 71.17 | 0 | 0.368 | 0 | 0.13 | 0.13 | 0 | 0 | [8 empty] | -0.0425 | 0.029219

## Correlations (region)
Y | Y_col | Variable | Column | N | Pearson_r | Pearson_p | Spearman_rho | Spearman_p
ΔP ($/MWh) — max | dP_max | Summer: Resources (earliest) | summer_resources_earliest | 12 | 0.31964 | 0.31116 | 0.4648 | 0.12789
ΔP ($/MWh) — max | dP_max | Summer: Resources (latest) | summer_resources_latest | 12 | 0.43828 | 0.15411 | 0.57748 | 0.04927
ΔP ($/MWh) — max | dP_max | Summer: Demand 50 (earliest) | summer_demand_50_earliest | 12 | 0.33061 | 0.29389 | 0.53522 | 0.072939
ΔP ($/MWh) — max | dP_max | Summer: Demand 50 (latest) | summer_demand_50_latest | 12 | 0.37467 | 0.23016 | 0.48593 | 0.10923
ΔP ($/MWh) — max | dP_max | Summer: Demand 90 (earliest) | summer_demand_90_earliest | 12 | 0.35888 | 0.25196 | 0.55733 | 0.059756
ΔP ($/MWh) — max | dP_max | Summer: Demand 90 (latest) | summer_demand_90_latest | 12 | 0.42382 | 0.16976 | 0.57748 | 0.04927
ΔP ($/MWh) — max | dP_max | Summer: Peak Requirement (earliest) | summer_peak_requirement_earliest | 12 | 0.020951 | 0.94847 | -0.29078 | 0.35919
ΔP ($/MWh) — max | dP_max | Summer: Peak Requirement (latest) | summer_peak_requirement_latest | 12 | 0.53883 | 0.070663 | 0.39007 | 0.21001
ΔP ($/MWh) — max | dP_max | Summer: Ref Margin Level (earliest) | summer_ref_margin_level_earliest | 12 | -0.041404 | 0.89834 | -0.0071175 | 0.98249
ΔP ($/MWh) — max | dP_max | Summer: Ref Margin Level (latest) | summer_ref_margin_level_latest | 12 | 0.25429 | 0.42512 | 0.26525 | 0.40473
ΔP ($/MWh) — max | dP_max | Summer: Reserve Margin (earliest) | summer_reserve_margin_earliest | 12 | -0.15719 | 0.62562 | -0.11972 | 0.71093
ΔP ($/MWh) — max | dP_max | Summer: Reserve Margin (latest) | summer_reserve_margin_latest | 12 | 0.46108 | 0.13138 | 0.24648 | 0.43994
ΔP ($/MWh) — max | dP_max | Summer: Extreme Margin (earliest) | summer_extreme_margin_earliest | 12 | -0.53311 | 0.074296 | -0.50705 | 0.092464
ΔP ($/MWh) — max | dP_max | Summer: Extreme Margin (latest) | summer_extreme_margin_latest | 12 | 0.21949 | 0.49308 | 0.10564 | 0.74386
ΔP ($/MWh) — max | dP_max | Long-Term: Eeu 2022 (earliest rpt) | lt_eeu_2022_earliest | 12 | 0.60527 | 0.037031 | 0.38715 | 0.21375
ΔP ($/MWh) — max | dP_max | Long-Term: Eeu 2022 (latest rpt) | lt_eeu_2022_latest | 12 | 0.60527 | 0.037031 | 0.38715 | 0.21375
ΔP ($/MWh) — max | dP_max | Long-Term: Eeu 2024 (earliest rpt) | lt_eeu_2024_earliest | 12 | 0.62688 | 0.029142 | 0.41296 | 0.18213
ΔP ($/MWh) — max | dP_max | Long-Term: Eeu 2024 (latest rpt) | lt_eeu_2024_latest | 12 | 0.61661 | 0.032721 | 0.64654 | 0.023092
ΔP ($/MWh) — max | dP_max | Long-Term: Lolh 2022 (earliest rpt) | lt_lolh_2022_earliest | 12 | 0.60569 | 0.036864 | 0.20673 | 0.51915
ΔP ($/MWh) — max | dP_max | Long-Term: Lolh 2022 (latest rpt) | lt_lolh_2022_latest | 12 | 0.60569 | 0.036864 | 0.20673 | 0.51915
ΔP ($/MWh) — max | dP_max | Long-Term: Lolh 2024 (earliest rpt) | lt_lolh_2024_earliest | 12 | 0.62909 | 0.028411 | 0.27749 | 0.38254
ΔP ($/MWh) — max | dP_max | Long-Term: Lolh 2024 (latest rpt) | lt_lolh_2024_latest | 12 | 0.42909 | 0.16395 | 0.55498 | 0.06107
ΔP ($/MWh) — max | dP_max | Long-Term: Eeu 2026 (earliest rpt) | lt_eeu_2026_earliest | 12 | 0.61398 | 0.033688 | 0.70833 | 0.0099325
ΔP ($/MWh) — max | dP_max | Long-Term: Eeu 2026 (latest rpt) | lt_eeu_2026_latest | 12 | 0.29763 | 0.34746 | -0.32983 | 0.2951
ΔP ($/MWh) — max | dP_max | Long-Term: Lolh 2026 (earliest rpt) | lt_lolh_2026_earliest | 12 | 0.62554 | 0.029593 | 0.628 | 0.028769
ΔP ($/MWh) — max | dP_max | Long-Term: Lolh 2026 (latest rpt) | lt_lolh_2026_latest | 12 | 0.28919 | 0.36194 | -0.11276 | 0.72715
ΔP ($/MWh) — max | dP_max | Long-Term: Eeu 2028 (earliest rpt) | lt_eeu_2028_earliest | 12 | 0.60493 | 0.037165 | 0.13287 | 0.6806
ΔP ($/MWh) — max | dP_max | Long-Term: Eeu 2028 (latest rpt) | lt_eeu_2028_latest | 12 | 0.60493 | 0.037165 | 0.13287 | 0.6806
ΔP ($/MWh) — max | dP_max | Long-Term: Lolh 2028 (earliest rpt) | lt_lolh_2028_earliest | 12 | 0.6145 | 0.033496 | 0.15082 | 0.63987
ΔP ($/MWh) — max | dP_max | Long-Term: Lolh 2028 (latest rpt) | lt_lolh_2028_latest | 12 | 0.6145 | 0.033496 | 0.15082 | 0.63987
ΔP ($/MWh) — max | dP_max | Long-Term: Eeu 2027 (earliest rpt) | lt_eeu_2027_earliest | 10 | 0.46265 | 0.17817 | 0.5115 | 0.13074
ΔP ($/MWh) — max | dP_max | Long-Term: Eeu 2027 (latest rpt) | lt_eeu_2027_latest | 10 | 0.46265 | 0.17817 | 0.5115 | 0.13074
ΔP ($/MWh) — max | dP_max | Long-Term: Eeu 2029 (earliest rpt) | lt_eeu_2029_earliest | 10 | 0.35256 | 0.3177 | 0.22789 | 0.52658
ΔP ($/MWh) — max | dP_max | Long-Term: Eeu 2029 (latest rpt) | lt_eeu_2029_latest | 10 | 0.35256 | 0.3177 | 0.22789 | 0.52658
ΔP ($/MWh) — max | dP_max | Long-Term: Lolh 2027 (earliest rpt) | lt_lolh_2027_earliest | 10 | 0.48211 | 0.15822 | 0.5115 | 0.13074
ΔP ($/MWh) — max | dP_max | Long-Term: Lolh 2027 (latest rpt) | lt_lolh_2027_latest | 10 | 0.48211 | 0.15822 | 0.5115 | 0.13074
ΔP ($/MWh) — max | dP_max | Long-Term: Lolh 2029 (earliest rpt) | lt_lolh_2029_earliest | 10 | 0.37313 | 0.28823 | 0.33379 | 0.34589
ΔP ($/MWh) — max | dP_max | Long-Term: Lolh 2029 (latest rpt) | lt_lolh_2029_latest | 10 | 0.37313 | 0.28823 | 0.33379 | 0.34589
ΔP ($/MWh) — max | dP_max | Summer: Margin Above Ref (latest) | summer_margin_above_ref_latest | 12 | 0.17326 | 0.59022 | 0.10564 | 0.74386
ΔP ($/MWh) — max | dP_max | Summer: Margin Above Ref (earliest) | summer_margin_above_ref_earliest | 12 | -0.44834 | 0.14379 | -0.4155 | 0.17918
ΔP ($/MWh) — max | dP_max | Long-Term: EEU (Δ forecast) | lt_eeu_forecast_change | 10 | -0.68257 | 0.029636 | 0.16459 | 0.64956
ΔP ($/MWh) — max | dP_max | Long-Term: LOLH (Δ forecast) | lt_lolh_forecast_change | 10 | -0.41442 | 0.23376 | 0.18462 | 0.60962
ΔP ($/MWh) — mean | dP_mean | Summer: Resources (earliest) | summer_resources_earliest | 12 | -0.014135 | 0.96522 | 0.34508 | 0.27196
ΔP ($/MWh) — mean | dP_mean | Summer: Resources (latest) | summer_resources_latest | 12 | 0.12327 | 0.7027 | 0.4648 | 0.12789
ΔP ($/MWh) — mean | dP_mean | Summer: Demand 50 (earliest) | summer_demand_50_earliest | 12 | 0.019475 | 0.9521 | 0.4155 | 0.17918
ΔP ($/MWh) — mean | dP_mean | Summer: Demand 50 (latest) | summer_demand_50_latest | 12 | 0.06577 | 0.83907 | 0.36621 | 0.24169
ΔP ($/MWh) — mean | dP_mean | Summer: Demand 90 (earliest) | summer_demand_90_earliest | 12 | 0.029912 | 0.92648 | 0.44092 | 0.15136
ΔP ($/MWh) — mean | dP_mean | Summer: Demand 90 (latest) | summer_demand_90_latest | 12 | 0.11315 | 0.72625 | 0.4648 | 0.12789
ΔP ($/MWh) — mean | dP_mean | Summer: Peak Requirement (earliest) | summer_peak_requirement_earliest | 12 | -0.28701 | 0.36573 | -0.39716 | 0.20111
ΔP ($/MWh) — mean | dP_mean | Summer: Peak Requirement (latest) | summer_peak_requirement_latest | 12 | 0.37673 | 0.2274 | 0.24113 | 0.45025
ΔP ($/MWh) — mean | dP_mean | Summer: Ref Margin Level (earliest) | summer_ref_margin_level_earliest | 12 | -0.15762 | 0.62468 | -0.1032 | 0.7496
ΔP ($/MWh) — mean | dP_mean | Summer: Ref Margin Level (latest) | summer_ref_margin_level_latest | 12 | 0.071245 | 0.82585 | 0.11112 | 0.731
ΔP ($/MWh) — mean | dP_mean | Summer: Reserve Margin (earliest) | summer_reserve_margin_earliest | 12 | -0.21248 | 0.50733 | -0.14789 | 0.64646
ΔP ($/MWh) — mean | dP_mean | Summer: Reserve Margin (latest) | summer_reserve_margin_latest | 12 | 0.46385 | 0.12878 | 0.22536 | 0.48129
ΔP ($/MWh) — mean | dP_mean | Summer: Extreme Margin (earliest) | summer_extreme_margin_earliest | 12 | -0.46228 | 0.13025 | -0.40142 | 0.19588
ΔP ($/MWh) — mean | dP_mean | Summer: Extreme Margin (latest) | summer_extreme_margin_latest | 12 | 0.13875 | 0.66716 | 0.070424 | 0.82783
ΔP ($/MWh) — mean | dP_mean | Long-Term: Eeu 2022 (earliest rpt) | lt_eeu_2022_earliest | 12 | 0.59817 | 0.039924 | 0.42098 | 0.17294
ΔP ($/MWh) — mean | dP_mean | Long-Term: Eeu 2022 (latest rpt) | lt_eeu_2022_latest | 12 | 0.59817 | 0.039924 | 0.42098 | 0.17294
ΔP ($/MWh) — mean | dP_mean | Long-Term: Eeu 2024 (earliest rpt) | lt_eeu_2024_earliest | 12 | 0.61793 | 0.032247 | 0.45964 | 0.13275
ΔP ($/MWh) — mean | dP_mean | Long-Term: Eeu 2024 (latest rpt) | lt_eeu_2024_latest | 12 | 0.61018 | 0.035119 | 0.7318 | 0.0068221
ΔP ($/MWh) — mean | dP_mean | Long-Term: Lolh 2022 (earliest rpt) | lt_lolh_2022_earliest | 12 | 0.59846 | 0.039802 | 0.19921 | 0.53478
ΔP ($/MWh) — mean | dP_mean | Long-Term: Lolh 2022 (latest rpt) | lt_lolh_2022_latest | 12 | 0.59846 | 0.039802 | 0.19921 | 0.53478
ΔP ($/MWh) — mean | dP_mean | Long-Term: Lolh 2024 (earliest rpt) | lt_lolh_2024_earliest | 12 | 0.62 | 0.03151 | 0.2921 | 0.35692
ΔP ($/MWh) — mean | dP_mean | Long-Term: Lolh 2024 (latest rpt) | lt_lolh_2024_latest | 12 | 0.43476 | 0.15783 | 0.66452 | 0.018409
ΔP ($/MWh) — mean | dP_mean | Long-Term: Eeu 2026 (earliest rpt) | lt_eeu_2026_earliest | 12 | 0.60954 | 0.035363 | 0.78866 | 0.0023001
ΔP ($/MWh) — mean | dP_mean | Long-Term: Eeu 2026 (latest rpt) | lt_eeu_2026_latest | 12 | 0.4204 | 0.17359 | -0.26701 | 0.4015
ΔP ($/MWh) — mean | dP_mean | Long-Term: Lolh 2026 (earliest rpt) | lt_lolh_2026_earliest | 12 | 0.62405 | 0.030099 | 0.74484 | 0.0054462
ΔP ($/MWh) — mean | dP_mean | Long-Term: Lolh 2026 (latest rpt) | lt_lolh_2026_latest | 12 | 0.38712 | 0.21379 | -0.21801 | 0.49608
ΔP ($/MWh) — mean | dP_mean | Long-Term: Eeu 2028 (earliest rpt) | lt_eeu_2028_earliest | 12 | 0.60054 | 0.038939 | 0.24059 | 0.4513
ΔP ($/MWh) — mean | dP_mean | Long-Term: Eeu 2028 (latest rpt) | lt_eeu_2028_latest | 12 | 0.60054 | 0.038939 | 0.24059 | 0.4513
ΔP ($/MWh) — mean | dP_mean | Long-Term: Lolh 2028 (earliest rpt) | lt_lolh_2028_earliest | 12 | 0.4605 | 0.13193 | 0.014364 | 0.96466
ΔP ($/MWh) — mean | dP_mean | Long-Term: Lolh 2028 (latest rpt) | lt_lolh_2028_latest | 12 | 0.4605 | 0.13193 | 0.014364 | 0.96466
ΔP ($/MWh) — mean | dP_mean | Long-Term: Eeu 2027 (earliest rpt) | lt_eeu_2027_earliest | 10 | 0.42827 | 0.21691 | 0.42164 | 0.22488
ΔP ($/MWh) — mean | dP_mean | Long-Term: Eeu 2027 (latest rpt) | lt_eeu_2027_latest | 10 | 0.42827 | 0.21691 | 0.42164 | 0.22488
ΔP ($/MWh) — mean | dP_mean | Long-Term: Eeu 2029 (earliest rpt) | lt_eeu_2029_earliest | 10 | -0.0022213 | 0.99514 | 0.12027 | 0.74067
ΔP ($/MWh) — mean | dP_mean | Long-Term: Eeu 2029 (latest rpt) | lt_eeu_2029_latest | 10 | -0.0022213 | 0.99514 | 0.12027 | 0.74067
ΔP ($/MWh) — mean | dP_mean | Long-Term: Lolh 2027 (earliest rpt) | lt_lolh_2027_earliest | 10 | 0.35679 | 0.31152 | 0.42164 | 0.22488
ΔP ($/MWh) — mean | dP_mean | Long-Term: Lolh 2027 (latest rpt) | lt_lolh_2027_latest | 10 | 0.35679 | 0.31152 | 0.42164 | 0.22488
ΔP ($/MWh) — mean | dP_mean | Long-Term: Lolh 2029 (earliest rpt) | lt_lolh_2029_earliest | 10 | 0.032791 | 0.92835 | 0.22907 | 0.52438
ΔP ($/MWh) — mean | dP_mean | Long-Term: Lolh 2029 (latest rpt) | lt_lolh_2029_latest | 10 | 0.032791 | 0.92835 | 0.22907 | 0.52438
ΔP ($/MWh) — mean | dP_mean | Summer: Margin Above Ref (latest) | summer_margin_above_ref_latest | 12 | 0.15235 | 0.63644 | 0.14085 | 0.66239
ΔP ($/MWh) — mean | dP_mean | Summer: Margin Above Ref (earliest) | summer_margin_above_ref_earliest | 12 | -0.34474 | 0.27247 | -0.30987 | 0.32701
ΔP ($/MWh) — mean | dP_mean | Long-Term: EEU (Δ forecast) | lt_eeu_forecast_change | 10 | -0.68747 | 0.028033 | 0.069633 | 0.84841
ΔP ($/MWh) — mean | dP_mean | Long-Term: LOLH (Δ forecast) | lt_lolh_forecast_change | 10 | -0.55647 | 0.094794 | 0.10462 | 0.77363
ΔP ($/MWh) — median | dP_median | Summer: Resources (earliest) | summer_resources_earliest | 12 | -0.094334 | 0.77058 | 0.28874 | 0.36272
ΔP ($/MWh) — median | dP_median | Summer: Resources (latest) | summer_resources_latest | 12 | 0.049079 | 0.87961 | 0.40846 | 0.18742
ΔP ($/MWh) — median | dP_median | Summer: Demand 50 (earliest) | summer_demand_50_earliest | 12 | -0.055007 | 0.86518 | 0.35916 | 0.25155
ΔP ($/MWh) — median | dP_median | Summer: Demand 50 (latest) | summer_demand_50_latest | 12 | 0.0030208 | 0.99257 | 0.30987 | 0.32701
ΔP ($/MWh) — median | dP_median | Summer: Demand 90 (earliest) | summer_demand_90_earliest | 12 | -0.04543 | 0.88851 | 0.38449 | 0.21719
ΔP ($/MWh) — median | dP_median | Summer: Demand 90 (latest) | summer_demand_90_latest | 12 | 0.043437 | 0.89337 | 0.40846 | 0.18742
ΔP ($/MWh) — median | dP_median | Summer: Peak Requirement (earliest) | summer_peak_requirement_earliest | 12 | -0.34389 | 0.27373 | -0.46099 | 0.13146
ΔP ($/MWh) — median | dP_median | Summer: Peak Requirement (latest) | summer_peak_requirement_latest | 12 | 0.35377 | 0.25926 | 0.1844 | 0.56616
ΔP ($/MWh) — median | dP_median | Summer: Ref Margin Level (earliest) | summer_ref_margin_level_earliest | 12 | -0.1032 | 0.74961 | -0.14235 | 0.65898
ΔP ($/MWh) — median | dP_median | Summer: Ref Margin Level (latest) | summer_ref_margin_level_latest | 12 | 0.045897 | 0.88737 | 0.078858 | 0.80754
ΔP ($/MWh) — median | dP_median | Summer: Reserve Margin (earliest) | summer_reserve_margin_earliest | 12 | -0.26025 | 0.41397 | -0.17606 | 0.58414
ΔP ($/MWh) — median | dP_median | Summer: Reserve Margin (latest) | summer_reserve_margin_latest | 12 | 0.38914 | 0.2112 | 0.24648 | 0.43994
ΔP ($/MWh) — median | dP_median | Summer: Extreme Margin (earliest) | summer_extreme_margin_earliest | 12 | -0.50177 | 0.096482 | -0.36621 | 0.24169
ΔP ($/MWh) — median | dP_median | Summer: Extreme Margin (latest) | summer_extreme_margin_latest | 12 | 0.10326 | 0.74946 | 0.091552 | 0.7772
ΔP ($/MWh) — median | dP_median | Long-Term: Eeu 2022 (earliest rpt) | lt_eeu_2022_earliest | 12 | 0.53817 | 0.071075 | 0.42098 | 0.17294
ΔP ($/MWh) — median | dP_median | Long-Term: Eeu 2022 (latest rpt) | lt_eeu_2022_latest | 12 | 0.53817 | 0.071075 | 0.42098 | 0.17294
ΔP ($/MWh) — median | dP_median | Long-Term: Eeu 2024 (earliest rpt) | lt_eeu_2024_earliest | 12 | 0.5638 | 0.056233 | 0.48119 | 0.11325
ΔP ($/MWh) — median | dP_median | Long-Term: Eeu 2024 (latest rpt) | lt_eeu_2024_latest | 12 | 0.55249 | 0.062487 | 0.76732 | 0.0035791
ΔP ($/MWh) — median | dP_median | Long-Term: Lolh 2022 (earliest rpt) | lt_lolh_2022_earliest | 12 | 0.53811 | 0.071114 | 0.19921 | 0.53478
ΔP ($/MWh) — median | dP_median | Long-Term: Lolh 2022 (latest rpt) | lt_lolh_2022_latest | 12 | 0.53811 | 0.071114 | 0.19921 | 0.53478
ΔP ($/MWh) — median | dP_median | Long-Term: Lolh 2024 (earliest rpt) | lt_lolh_2024_earliest | 12 | 0.56669 | 0.054706 | 0.314 | 0.32025
ΔP ($/MWh) — median | dP_median | Long-Term: Lolh 2024 (latest rpt) | lt_lolh_2024_latest | 12 | 0.35518 | 0.25723 | 0.70833 | 0.0099325
ΔP ($/MWh) — median | dP_median | Long-Term: Eeu 2026 (earliest rpt) | lt_eeu_2026_earliest | 12 | 0.54847 | 0.064821 | 0.82517 | 0.0009515
ΔP ($/MWh) — median | dP_median | Long-Term: Eeu 2026 (latest rpt) | lt_eeu_2026_latest | 12 | 0.49691 | 0.10028 | -0.21203 | 0.50824
ΔP ($/MWh) — median | dP_median | Long-Term: Lolh 2026 (earliest rpt) | lt_lolh_2026_earliest | 12 | 0.56329 | 0.056504 | 0.77405 | 0.0031285
ΔP ($/MWh) — median | dP_median | Long-Term: Lolh 2026 (latest rpt) | lt_lolh_2026_latest | 12 | 0.46231 | 0.13022 | -0.22552 | 0.48096
ΔP ($/MWh) — median | dP_median | Long-Term: Eeu 2028 (earliest rpt) | lt_eeu_2028_earliest | 12 | 0.54111 | 0.069251 | 0.29446 | 0.35286
ΔP ($/MWh) — median | dP_median | Long-Term: Eeu 2028 (latest rpt) | lt_eeu_2028_latest | 12 | 0.54111 | 0.069251 | 0.29446 | 0.35286
ΔP ($/MWh) — median | dP_median | Long-Term: Lolh 2028 (earliest rpt) | lt_lolh_2028_earliest | 12 | 0.41434 | 0.18053 | 0.0071819 | 0.98233
ΔP ($/MWh) — median | dP_median | Long-Term: Lolh 2028 (latest rpt) | lt_lolh_2028_latest | 12 | 0.41434 | 0.18053 | 0.0071819 | 0.98233
ΔP ($/MWh) — median | dP_median | Long-Term: Eeu 2027 (earliest rpt) | lt_eeu_2027_earliest | 10 | 0.49766 | 0.14328 | 0.39399 | 0.25992
ΔP ($/MWh) — median | dP_median | Long-Term: Eeu 2027 (latest rpt) | lt_eeu_2027_latest | 10 | 0.49766 | 0.14328 | 0.39399 | 0.25992
ΔP ($/MWh) — median | dP_median | Long-Term: Eeu 2029 (earliest rpt) | lt_eeu_2029_earliest | 10 | -0.082472 | 0.82081 | 0.082293 | 0.8212
ΔP ($/MWh) — median | dP_median | Long-Term: Eeu 2029 (latest rpt) | lt_eeu_2029_latest | 10 | -0.082472 | 0.82081 | 0.082293 | 0.8212
ΔP ($/MWh) — median | dP_median | Long-Term: Lolh 2027 (earliest rpt) | lt_lolh_2027_earliest | 10 | 0.39832 | 0.25425 | 0.39399 | 0.25992
ΔP ($/MWh) — median | dP_median | Long-Term: Lolh 2027 (latest rpt) | lt_lolh_2027_latest | 10 | 0.39832 | 0.25425 | 0.39399 | 0.25992
ΔP ($/MWh) — median | dP_median | Long-Term: Lolh 2029 (earliest rpt) | lt_lolh_2029_earliest | 10 | -0.039925 | 0.9128 | 0.1898 | 0.59944
ΔP ($/MWh) — median | dP_median | Long-Term: Lolh 2029 (latest rpt) | lt_lolh_2029_latest | 10 | -0.039925 | 0.9128 | 0.1898 | 0.59944
ΔP ($/MWh) — median | dP_median | Summer: Margin Above Ref (latest) | summer_margin_above_ref_latest | 12 | 0.11679 | 0.71774 | 0.19015 | 0.5539
ΔP ($/MWh) — median | dP_median | Summer: Margin Above Ref (earliest) | summer_margin_above_ref_earliest | 12 | -0.39875 | 0.19915 | -0.27465 | 0.38762
ΔP ($/MWh) — median | dP_median | Long-Term: EEU (Δ forecast) | lt_eeu_forecast_change | 10 | -0.65048 | 0.041697 | 0.031651 | 0.93083
ΔP ($/MWh) — median | dP_median | Long-Term: LOLH (Δ forecast) | lt_lolh_forecast_change | 10 | -0.55471 | 0.096067 | 0.067695 | 0.85259
ΔP (%) — max | dP_pct_max | Summer: Resources (earliest) | summer_resources_earliest | 12 | 0.42767 | 0.16549 | 0.50705 | 0.092464
ΔP (%) — max | dP_pct_max | Summer: Resources (latest) | summer_resources_latest | 12 | 0.53586 | 0.072535 | 0.61269 | 0.034168
ΔP (%) — max | dP_pct_max | Summer: Demand 50 (earliest) | summer_demand_50_earliest | 12 | 0.44242 | 0.14981 | 0.57748 | 0.04927
ΔP (%) — max | dP_pct_max | Summer: Demand 50 (latest) | summer_demand_50_latest | 12 | 0.48347 | 0.1113 | 0.5141 | 0.087286
ΔP (%) — max | dP_pct_max | Summer: Demand 90 (earliest) | summer_demand_90_earliest | 12 | 0.46634 | 0.12647 | 0.59613 | 0.040785
ΔP (%) — max | dP_pct_max | Summer: Demand 90 (latest) | summer_demand_90_latest | 12 | 0.5305 | 0.075995 | 0.61269 | 0.034168
ΔP (%) — max | dP_pct_max | Summer: Peak Requirement (earliest) | summer_peak_requirement_earliest | 12 | 0.099446 | 0.75847 | -0.19149 | 0.55105
ΔP (%) — max | dP_pct_max | Summer: Peak Requirement (latest) | summer_peak_requirement_latest | 12 | 0.51133 | 0.089297 | 0.34752 | 0.26836
ΔP (%) — max | dP_pct_max | Summer: Ref Margin Level (earliest) | summer_ref_margin_level_earliest | 12 | 0.00047077 | 0.99884 | -0.081851 | 0.80036
ΔP (%) — max | dP_pct_max | Summer: Ref Margin Level (latest) | summer_ref_margin_level_latest | 12 | 0.21792 | 0.49625 | 0.25449 | 0.42473
ΔP (%) — max | dP_pct_max | Summer: Reserve Margin (earliest) | summer_reserve_margin_earliest | 12 | -0.19096 | 0.55218 | -0.1831 | 0.56894
ΔP (%) — max | dP_pct_max | Summer: Reserve Margin (latest) | summer_reserve_margin_latest | 12 | 0.38957 | 0.21066 | 0.2324 | 0.46731
ΔP (%) — max | dP_pct_max | Summer: Extreme Margin (earliest) | summer_extreme_margin_earliest | 12 | -0.56671 | 0.054699 | -0.54227 | 0.068541
ΔP (%) — max | dP_pct_max | Summer: Extreme Margin (latest) | summer_extreme_margin_latest | 12 | 0.15147 | 0.63841 | 0.063382 | 0.84485
ΔP (%) — max | dP_pct_max | Long-Term: Eeu 2022 (earliest rpt) | lt_eeu_2022_earliest | 12 | 0.48442 | 0.1105 | 0.2819 | 0.3747
ΔP (%) — max | dP_pct_max | Long-Term: Eeu 2022 (latest rpt) | lt_eeu_2022_latest | 12 | 0.48442 | 0.1105 | 0.2819 | 0.3747
ΔP (%) — max | dP_pct_max | Long-Term: Eeu 2024 (earliest rpt) | lt_eeu_2024_earliest | 12 | 0.50474 | 0.094212 | 0.33037 | 0.29427
ΔP (%) — max | dP_pct_max | Long-Term: Eeu 2024 (latest rpt) | lt_eeu_2024_latest | 12 | 0.49551 | 0.10139 | 0.5897 | 0.043582
ΔP (%) — max | dP_pct_max | Long-Term: Lolh 2022 (earliest rpt) | lt_lolh_2022_earliest | 12 | 0.48557 | 0.10952 | 0.15035 | 0.64093
ΔP (%) — max | dP_pct_max | Long-Term: Lolh 2022 (latest rpt) | lt_lolh_2022_latest | 12 | 0.48557 | 0.10952 | 0.15035 | 0.64093
ΔP (%) — max | dP_pct_max | Long-Term: Lolh 2024 (earliest rpt) | lt_lolh_2024_earliest | 12 | 0.50686 | 0.09261 | 0.24828 | 0.43651
ΔP (%) — max | dP_pct_max | Long-Term: Lolh 2024 (latest rpt) | lt_lolh_2024_latest | 12 | 0.43393 | 0.15871 | 0.54038 | 0.069703
ΔP (%) — max | dP_pct_max | Long-Term: Eeu 2026 (earliest rpt) | lt_eeu_2026_earliest | 12 | 0.49165 | 0.1045 | 0.64261 | 0.024221
ΔP (%) — max | dP_pct_max | Long-Term: Eeu 2026 (latest rpt) | lt_eeu_2026_latest | 12 | 0.34323 | 0.27472 | -0.26701 | 0.4015
ΔP (%) — max | dP_pct_max | Long-Term: Lolh 2026 (earliest rpt) | lt_lolh_2026_earliest | 12 | 0.50787 | 0.091854 | 0.58419 | 0.046085
ΔP (%) — max | dP_pct_max | Long-Term: Lolh 2026 (latest rpt) | lt_lolh_2026_latest | 12 | 0.3364 | 0.285 | -0.048863 | 0.88013
ΔP (%) — max | dP_pct_max | Long-Term: Eeu 2028 (earliest rpt) | lt_eeu_2028_earliest | 12 | 0.48443 | 0.11049 | 0.14723 | 0.64795
ΔP (%) — max | dP_pct_max | Long-Term: Eeu 2028 (latest rpt) | lt_eeu_2028_latest | 12 | 0.48443 | 0.11049 | 0.14723 | 0.64795
ΔP (%) — max | dP_pct_max | Long-Term: Lolh 2028 (earliest rpt) | lt_lolh_2028_earliest | 12 | 0.53743 | 0.071544 | 0.1975 | 0.53837
ΔP (%) — max | dP_pct_max | Long-Term: Lolh 2028 (latest rpt) | lt_lolh_2028_latest | 12 | 0.53743 | 0.071544 | 0.1975 | 0.53837
ΔP (%) — max | dP_pct_max | Long-Term: Eeu 2027 (earliest rpt) | lt_eeu_2027_earliest | 10 | 0.53341 | 0.11232 | 0.5115 | 0.13074
ΔP (%) — max | dP_pct_max | Long-Term: Eeu 2027 (latest rpt) | lt_eeu_2027_latest | 10 | 0.53341 | 0.11232 | 0.5115 | 0.13074
ΔP (%) — max | dP_pct_max | Long-Term: Eeu 2029 (earliest rpt) | lt_eeu_2029_earliest | 10 | 0.46603 | 0.1746 | 0.22789 | 0.52658
ΔP (%) — max | dP_pct_max | Long-Term: Eeu 2029 (latest rpt) | lt_eeu_2029_latest | 10 | 0.46603 | 0.1746 | 0.22789 | 0.52658
ΔP (%) — max | dP_pct_max | Long-Term: Lolh 2027 (earliest rpt) | lt_lolh_2027_earliest | 10 | 0.56764 | 0.086973 | 0.5115 | 0.13074
ΔP (%) — max | dP_pct_max | Long-Term: Lolh 2027 (latest rpt) | lt_lolh_2027_latest | 10 | 0.56764 | 0.086973 | 0.5115 | 0.13074
ΔP (%) — max | dP_pct_max | Long-Term: Lolh 2029 (earliest rpt) | lt_lolh_2029_earliest | 10 | 0.48932 | 0.15118 | 0.33379 | 0.34589
ΔP (%) — max | dP_pct_max | Long-Term: Lolh 2029 (latest rpt) | lt_lolh_2029_latest | 10 | 0.48932 | 0.15118 | 0.33379 | 0.34589
ΔP (%) — max | dP_pct_max | Summer: Margin Above Ref (latest) | summer_margin_above_ref_latest | 12 | 0.099271 | 0.75888 | 0.070424 | 0.82783
ΔP (%) — max | dP_pct_max | Summer: Margin Above Ref (earliest) | summer_margin_above_ref_earliest | 12 | -0.49269 | 0.10366 | -0.42959 | 0.1634
ΔP (%) — max | dP_pct_max | Long-Term: EEU (Δ forecast) | lt_eeu_forecast_change | 10 | -0.5421 | 0.10549 | 0.16459 | 0.64956
ΔP (%) — max | dP_pct_max | Long-Term: LOLH (Δ forecast) | lt_lolh_forecast_change | 10 | -0.25132 | 0.48367 | 0.18462 | 0.60962
ΔP (%) — mean | dP_pct_mean | Summer: Resources (earliest) | summer_resources_earliest | 12 | 0.048205 | 0.88174 | 0.38029 | 0.22267
ΔP (%) — mean | dP_pct_mean | Summer: Resources (latest) | summer_resources_latest | 12 | 0.17842 | 0.57902 | 0.49297 | 0.10343
ΔP (%) — mean | dP_pct_mean | Summer: Demand 50 (earliest) | summer_demand_50_earliest | 12 | 0.086913 | 0.78825 | 0.45072 | 0.14143
ΔP (%) — mean | dP_pct_mean | Summer: Demand 50 (latest) | summer_demand_50_latest | 12 | 0.13001 | 0.68716 | 0.38733 | 0.21351
ΔP (%) — mean | dP_pct_mean | Summer: Demand 90 (earliest) | summer_demand_90_earliest | 12 | 0.091753 | 0.77672 | 0.47267 | 0.12071
ΔP (%) — mean | dP_pct_mean | Summer: Demand 90 (latest) | summer_demand_90_latest | 12 | 0.17632 | 0.58359 | 0.49297 | 0.10343
ΔP (%) — mean | dP_pct_mean | Summer: Peak Requirement (earliest) | summer_peak_requirement_earliest | 12 | -0.23847 | 0.45541 | -0.32624 | 0.3007
ΔP (%) — mean | dP_pct_mean | Summer: Peak Requirement (latest) | summer_peak_requirement_latest | 12 | 0.33861 | 0.28165 | 0.2695 | 0.39694
ΔP (%) — mean | dP_pct_mean | Summer: Ref Margin Level (earliest) | summer_ref_margin_level_earliest | 12 | -0.14474 | 0.65356 | -0.12811 | 0.69152
ΔP (%) — mean | dP_pct_mean | Summer: Ref Margin Level (latest) | summer_ref_margin_level_latest | 12 | 0.031748 | 0.92198 | 0.14338 | 0.65665
ΔP (%) — mean | dP_pct_mean | Summer: Reserve Margin (earliest) | summer_reserve_margin_earliest | 12 | -0.24939 | 0.43439 | -0.15493 | 0.63066
ΔP (%) — mean | dP_pct_mean | Summer: Reserve Margin (latest) | summer_reserve_margin_latest | 12 | 0.41196 | 0.1833 | 0.27465 | 0.38762
ΔP (%) — mean | dP_pct_mean | Summer: Extreme Margin (earliest) | summer_extreme_margin_earliest | 12 | -0.48348 | 0.11129 | -0.40846 | 0.18742
ΔP (%) — mean | dP_pct_mean | Summer: Extreme Margin (latest) | summer_extreme_margin_latest | 12 | 0.077317 | 0.81124 | 0.077467 | 0.81088
ΔP (%) — mean | dP_pct_mean | Long-Term: Eeu 2022 (earliest rpt) | lt_eeu_2022_earliest | 12 | 0.50071 | 0.097301 | 0.37211 | 0.23361
ΔP (%) — mean | dP_pct_mean | Long-Term: Eeu 2022 (latest rpt) | lt_eeu_2022_latest | 12 | 0.50071 | 0.097301 | 0.37211 | 0.23361
ΔP (%) — mean | dP_pct_mean | Long-Term: Eeu 2024 (earliest rpt) | lt_eeu_2024_earliest | 12 | 0.51854 | 0.08412 | 0.40578 | 0.19062
ΔP (%) — mean | dP_pct_mean | Long-Term: Eeu 2024 (latest rpt) | lt_eeu_2024_latest | 12 | 0.51226 | 0.088615 | 0.68206 | 0.01455
ΔP (%) — mean | dP_pct_mean | Long-Term: Lolh 2022 (earliest rpt) | lt_lolh_2022_earliest | 12 | 0.50156 | 0.096647 | 0.19921 | 0.53478
ΔP (%) — mean | dP_pct_mean | Long-Term: Lolh 2022 (latest rpt) | lt_lolh_2022_latest | 12 | 0.50156 | 0.096647 | 0.19921 | 0.53478
ΔP (%) — mean | dP_pct_mean | Long-Term: Lolh 2024 (earliest rpt) | lt_lolh_2024_earliest | 12 | 0.52043 | 0.082799 | 0.2921 | 0.35692
ΔP (%) — mean | dP_pct_mean | Long-Term: Lolh 2024 (latest rpt) | lt_lolh_2024_latest | 12 | 0.43948 | 0.15286 | 0.63531 | 0.026424
ΔP (%) — mean | dP_pct_mean | Long-Term: Eeu 2026 (earliest rpt) | lt_eeu_2026_earliest | 12 | 0.51056 | 0.089865 | 0.73024 | 0.0070022
ΔP (%) — mean | dP_pct_mean | Long-Term: Eeu 2026 (latest rpt) | lt_eeu_2026_latest | 12 | 0.46908 | 0.12396 | -0.26701 | 0.4015
ΔP (%) — mean | dP_pct_mean | Long-Term: Lolh 2026 (earliest rpt) | lt_lolh_2026_earliest | 12 | 0.52905 | 0.076949 | 0.69373 | 0.012338
ΔP (%) — mean | dP_pct_mean | Long-Term: Lolh 2026 (latest rpt) | lt_lolh_2026_latest | 12 | 0.4352 | 0.15737 | -0.21801 | 0.49608
ΔP (%) — mean | dP_pct_mean | Long-Term: Eeu 2028 (earliest rpt) | lt_eeu_2028_earliest | 12 | 0.50372 | 0.094985 | 0.19391 | 0.54593
ΔP (%) — mean | dP_pct_mean | Long-Term: Eeu 2028 (latest rpt) | lt_eeu_2028_latest | 12 | 0.50372 | 0.094985 | 0.19391 | 0.54593
ΔP (%) — mean | dP_pct_mean | Long-Term: Lolh 2028 (earliest rpt) | lt_lolh_2028_earliest | 12 | 0.38835 | 0.21221 | 0.014364 | 0.96466
ΔP (%) — mean | dP_pct_mean | Long-Term: Lolh 2028 (latest rpt) | lt_lolh_2028_latest | 12 | 0.38835 | 0.21221 | 0.014364 | 0.96466
ΔP (%) — mean | dP_pct_mean | Long-Term: Eeu 2027 (earliest rpt) | lt_eeu_2027_earliest | 10 | 0.47802 | 0.1623 | 0.42164 | 0.22488
ΔP (%) — mean | dP_pct_mean | Long-Term: Eeu 2027 (latest rpt) | lt_eeu_2027_latest | 10 | 0.47802 | 0.1623 | 0.42164 | 0.22488
ΔP (%) — mean | dP_pct_mean | Long-Term: Eeu 2029 (earliest rpt) | lt_eeu_2029_earliest | 10 | 0.060009 | 0.8692 | 0.12027 | 0.74067
ΔP (%) — mean | dP_pct_mean | Long-Term: Eeu 2029 (latest rpt) | lt_eeu_2029_latest | 10 | 0.060009 | 0.8692 | 0.12027 | 0.74067
ΔP (%) — mean | dP_pct_mean | Long-Term: Lolh 2027 (earliest rpt) | lt_lolh_2027_earliest | 10 | 0.41176 | 0.23709 | 0.42164 | 0.22488
ΔP (%) — mean | dP_pct_mean | Long-Term: Lolh 2027 (latest rpt) | lt_lolh_2027_latest | 10 | 0.41176 | 0.23709 | 0.42164 | 0.22488
ΔP (%) — mean | dP_pct_mean | Long-Term: Lolh 2029 (earliest rpt) | lt_lolh_2029_earliest | 10 | 0.097976 | 0.78772 | 0.22907 | 0.52438
ΔP (%) — mean | dP_pct_mean | Long-Term: Lolh 2029 (latest rpt) | lt_lolh_2029_latest | 10 | 0.097976 | 0.78772 | 0.22907 | 0.52438
ΔP (%) — mean | dP_pct_mean | Summer: Margin Above Ref (latest) | summer_margin_above_ref_latest | 12 | 0.088701 | 0.78399 | 0.14789 | 0.64646
ΔP (%) — mean | dP_pct_mean | Summer: Margin Above Ref (earliest) | summer_margin_above_ref_earliest | 12 | -0.36783 | 0.23946 | -0.31691 | 0.31554
ΔP (%) — mean | dP_pct_mean | Long-Term: EEU (Δ forecast) | lt_eeu_forecast_change | 10 | -0.56828 | 0.086535 | 0.069633 | 0.84841
ΔP (%) — mean | dP_pct_mean | Long-Term: LOLH (Δ forecast) | lt_lolh_forecast_change | 10 | -0.43157 | 0.213 | 0.10462 | 0.77363
ΔP (%) — median | dP_pct_median | Summer: Resources (earliest) | summer_resources_earliest | 12 | -0.072968 | 0.8217 | 0.34508 | 0.27196
ΔP (%) — median | dP_pct_median | Summer: Resources (latest) | summer_resources_latest | 12 | 0.067411 | 0.83511 | 0.45072 | 0.14143
ΔP (%) — median | dP_pct_median | Summer: Demand 50 (earliest) | summer_demand_50_earliest | 12 | -0.0289 | 0.92896 | 0.40846 | 0.18742
ΔP (%) — median | dP_pct_median | Summer: Demand 50 (latest) | summer_demand_50_latest | 12 | 0.028694 | 0.92946 | 0.35212 | 0.26164
ΔP (%) — median | dP_pct_median | Summer: Demand 90 (earliest) | summer_demand_90_earliest | 12 | -0.023157 | 0.94305 | 0.43034 | 0.16258
ΔP (%) — median | dP_pct_median | Summer: Demand 90 (latest) | summer_demand_90_latest | 12 | 0.068565 | 0.83232 | 0.45072 | 0.14143
ΔP (%) — median | dP_pct_median | Summer: Peak Requirement (earliest) | summer_peak_requirement_earliest | 12 | -0.3129 | 0.32204 | -0.34752 | 0.26836
ΔP (%) — median | dP_pct_median | Summer: Peak Requirement (latest) | summer_peak_requirement_latest | 12 | 0.31347 | 0.32111 | 0.14894 | 0.6441
ΔP (%) — median | dP_pct_median | Summer: Ref Margin Level (earliest) | summer_ref_margin_level_earliest | 12 | -0.11377 | 0.72479 | -0.14235 | 0.65898
ΔP (%) — median | dP_pct_median | Summer: Ref Margin Level (latest) | summer_ref_margin_level_latest | 12 | 0.018096 | 0.95549 | 0.046598 | 0.88566
ΔP (%) — median | dP_pct_median | Summer: Reserve Margin (earliest) | summer_reserve_margin_earliest | 12 | -0.29992 | 0.34357 | -0.20423 | 0.52432
ΔP (%) — median | dP_pct_median | Summer: Reserve Margin (latest) | summer_reserve_margin_latest | 12 | 0.35001 | 0.26471 | 0.21832 | 0.49545
ΔP (%) — median | dP_pct_median | Summer: Extreme Margin (earliest) | summer_extreme_margin_earliest | 12 | -0.52721 | 0.078174 | -0.39438 | 0.20458
ΔP (%) — median | dP_pct_median | Summer: Extreme Margin (latest) | summer_extreme_margin_latest | 12 | 0.054835 | 0.86559 | 0.02817 | 0.93075
ΔP (%) — median | dP_pct_median | Long-Term: Eeu 2022 (earliest rpt) | lt_eeu_2022_earliest | 12 | 0.48145 | 0.11302 | 0.30821 | 0.32973
ΔP (%) — median | dP_pct_median | Long-Term: Eeu 2022 (latest rpt) | lt_eeu_2022_latest | 12 | 0.48145 | 0.11302 | 0.30821 | 0.32973
ΔP (%) — median | dP_pct_median | Long-Term: Eeu 2024 (earliest rpt) | lt_eeu_2024_earliest | 12 | 0.5053 | 0.093788 | 0.39141 | 0.20831
ΔP (%) — median | dP_pct_median | Long-Term: Eeu 2024 (latest rpt) | lt_eeu_2024_latest | 12 | 0.49541 | 0.10147 | 0.70338 | 0.010706
ΔP (%) — median | dP_pct_median | Long-Term: Lolh 2022 (earliest rpt) | lt_lolh_2022_earliest | 12 | 0.48146 | 0.11301 | 0.13531 | 0.675
ΔP (%) — median | dP_pct_median | Long-Term: Lolh 2022 (latest rpt) | lt_lolh_2022_latest | 12 | 0.48146 | 0.11301 | 0.13531 | 0.675
ΔP (%) — median | dP_pct_median | Long-Term: Lolh 2024 (earliest rpt) | lt_lolh_2024_earliest | 12 | 0.50798 | 0.091772 | 0.27749 | 0.38254
ΔP (%) — median | dP_pct_median | Long-Term: Lolh 2024 (latest rpt) | lt_lolh_2024_latest | 12 | 0.34223 | 0.2762 | 0.67182 | 0.016722
ΔP (%) — median | dP_pct_median | Long-Term: Eeu 2026 (earliest rpt) | lt_eeu_2026_earliest | 12 | 0.49051 | 0.10543 | 0.74484 | 0.0054462
ΔP (%) — median | dP_pct_median | Long-Term: Eeu 2026 (latest rpt) | lt_eeu_2026_latest | 12 | 0.55342 | 0.061955 | -0.14921 | 0.64349
ΔP (%) — median | dP_pct_median | Long-Term: Lolh 2026 (earliest rpt) | lt_lolh_2026_earliest | 12 | 0.50745 | 0.092171 | 0.70103 | 0.011087
ΔP (%) — median | dP_pct_median | Long-Term: Lolh 2026 (latest rpt) | lt_lolh_2026_latest | 12 | 0.51878 | 0.083952 | -0.16162 | 0.61578
ΔP (%) — median | dP_pct_median | Long-Term: Eeu 2028 (earliest rpt) | lt_eeu_2028_earliest | 12 | 0.48537 | 0.10969 | 0.24059 | 0.4513
ΔP (%) — median | dP_pct_median | Long-Term: Eeu 2028 (latest rpt) | lt_eeu_2028_latest | 12 | 0.48537 | 0.10969 | 0.24059 | 0.4513
ΔP (%) — median | dP_pct_median | Long-Term: Lolh 2028 (earliest rpt) | lt_lolh_2028_earliest | 12 | 0.3833 | 0.21872 | -0.014364 | 0.96466
ΔP (%) — median | dP_pct_median | Long-Term: Lolh 2028 (latest rpt) | lt_lolh_2028_latest | 12 | 0.3833 | 0.21872 | -0.014364 | 0.96466
ΔP (%) — median | dP_pct_median | Long-Term: Eeu 2027 (earliest rpt) | lt_eeu_2027_earliest | 10 | 0.54459 | 0.10359 | 0.48385 | 0.1565
ΔP (%) — median | dP_pct_median | Long-Term: Eeu 2027 (latest rpt) | lt_eeu_2027_latest | 10 | 0.54459 | 0.10359 | 0.48385 | 0.1565
ΔP (%) — median | dP_pct_median | Long-Term: Eeu 2029 (earliest rpt) | lt_eeu_2029_earliest | 10 | -0.061139 | 0.86676 | 0.15193 | 0.67523
ΔP (%) — median | dP_pct_median | Long-Term: Eeu 2029 (latest rpt) | lt_eeu_2029_latest | 10 | -0.061139 | 0.86676 | 0.15193 | 0.67523
ΔP (%) — median | dP_pct_median | Long-Term: Lolh 2027 (earliest rpt) | lt_lolh_2027_earliest | 10 | 0.44309 | 0.19967 | 0.48385 | 0.1565
ΔP (%) — median | dP_pct_median | Long-Term: Lolh 2027 (latest rpt) | lt_lolh_2027_latest | 10 | 0.44309 | 0.19967 | 0.48385 | 0.1565
ΔP (%) — median | dP_pct_median | Long-Term: Lolh 2029 (earliest rpt) | lt_lolh_2029_earliest | 10 | -0.015424 | 0.96627 | 0.25525 | 0.47662
ΔP (%) — median | dP_pct_median | Long-Term: Lolh 2029 (latest rpt) | lt_lolh_2029_latest | 10 | -0.015424 | 0.96627 | 0.25525 | 0.47662
ΔP (%) — median | dP_pct_median | Summer: Margin Above Ref (latest) | summer_margin_above_ref_latest | 12 | 0.065025 | 0.84088 | 0.12676 | 0.69463
ΔP (%) — median | dP_pct_median | Summer: Margin Above Ref (earliest) | summer_margin_above_ref_earliest | 12 | -0.41704 | 0.17742 | -0.32395 | 0.30431
ΔP (%) — median | dP_pct_median | Long-Term: EEU (Δ forecast) | lt_eeu_forecast_change | 10 | -0.57268 | 0.08358 | 0.12027 | 0.74067
ΔP (%) — median | dP_pct_median | Long-Term: LOLH (Δ forecast) | lt_lolh_forecast_change | 10 | -0.48025 | 0.16006 | 0.15385 | 0.6713
β ($/MWh per GW DC) | causal_beta | Summer: Resources (earliest) | summer_resources_earliest | 12 | -0.22547 | 0.48106 | -0.065757 | 0.83911
β ($/MWh per GW DC) | causal_beta | Summer: Resources (latest) | summer_resources_latest | 12 | -0.10955 | 0.73466 | 0.05845 | 0.85681
β ($/MWh per GW DC) | causal_beta | Summer: Demand 50 (earliest) | summer_demand_50_earliest | 12 | -0.22005 | 0.49194 | 0.0073063 | 0.98202
β ($/MWh per GW DC) | causal_beta | Summer: Demand 50 (latest) | summer_demand_50_latest | 12 | -0.20306 | 0.52676 | -0.014613 | 0.96405
β ($/MWh per GW DC) | causal_beta | Summer: Demand 90 (earliest) | summer_demand_90_earliest | 12 | -0.21297 | 0.50632 | 0.032936 | 0.91906
β ($/MWh per GW DC) | causal_beta | Summer: Demand 90 (latest) | summer_demand_90_latest | 12 | -0.15713 | 0.62577 | 0.05845 | 0.85681
β ($/MWh per GW DC) | causal_beta | Summer: Peak Requirement (earliest) | summer_peak_requirement_earliest | 12 | -0.4397 | 0.15263 | -0.52241 | 0.08143
β ($/MWh per GW DC) | causal_beta | Summer: Peak Requirement (latest) | summer_peak_requirement_latest | 12 | 0.2394 | 0.45361 | 0.029432 | 0.92765
β ($/MWh per GW DC) | causal_beta | Summer: Ref Margin Level (earliest) | summer_ref_margin_level_earliest | 12 | -0.3048 | 0.33539 | -0.27321 | 0.39022
β ($/MWh per GW DC) | causal_beta | Summer: Ref Margin Level (latest) | summer_ref_margin_level_latest | 12 | 0.1381 | 0.66865 | 0.078093 | 0.80937
β ($/MWh per GW DC) | causal_beta | Summer: Reserve Margin (earliest) | summer_reserve_margin_earliest | 12 | -0.014702 | 0.96383 | 0 | 1
β ($/MWh per GW DC) | causal_beta | Summer: Reserve Margin (latest) | summer_reserve_margin_latest | 12 | 0.67343 | 0.016365 | 0.38723 | 0.21364
β ($/MWh per GW DC) | causal_beta | Summer: Extreme Margin (earliest) | summer_extreme_margin_earliest | 12 | 0.0095997 | 0.97638 | 0.065757 | 0.83911
β ($/MWh per GW DC) | causal_beta | Summer: Extreme Margin (latest) | summer_extreme_margin_latest | 12 | 0.46111 | 0.13136 | 0.19727 | 0.53886
β ($/MWh per GW DC) | causal_beta | Long-Term: Eeu 2022 (earliest rpt) | lt_eeu_2022_earliest | 12 | 0.70867 | 0.0098818 | 0.29246 | 0.35628
β ($/MWh per GW DC) | causal_beta | Long-Term: Eeu 2022 (latest rpt) | lt_eeu_2022_latest | 12 | 0.70867 | 0.0098818 | 0.29246 | 0.35628
β ($/MWh per GW DC) | causal_beta | Long-Term: Eeu 2024 (earliest rpt) | lt_eeu_2024_earliest | 12 | 0.72127 | 0.0081095 | 0.29059 | 0.35952
β ($/MWh per GW DC) | causal_beta | Long-Term: Eeu 2024 (latest rpt) | lt_eeu_2024_latest | 12 | 0.71455 | 0.0090218 | 0.60442 | 0.037367
β ($/MWh per GW DC) | causal_beta | Long-Term: Lolh 2022 (earliest rpt) | lt_lolh_2022_earliest | 12 | 0.70878 | 0.0098648 | 0.26127 | 0.41207
β ($/MWh per GW DC) | causal_beta | Long-Term: Lolh 2022 (latest rpt) | lt_lolh_2022_latest | 12 | 0.70878 | 0.0098648 | 0.26127 | 0.41207
β ($/MWh per GW DC) | causal_beta | Long-Term: Lolh 2024 (earliest rpt) | lt_lolh_2024_earliest | 12 | 0.72191 | 0.0080265 | 0.090912 | 0.77872
β ($/MWh per GW DC) | causal_beta | Long-Term: Lolh 2024 (latest rpt) | lt_lolh_2024_latest | 12 | 0.4014 | 0.19591 | 0.54547 | 0.066603
β ($/MWh per GW DC) | causal_beta | Long-Term: Eeu 2026 (earliest rpt) | lt_eeu_2026_earliest | 12 | 0.71882 | 0.0084336 | 0.74245 | 0.0056818
β ($/MWh per GW DC) | causal_beta | Long-Term: Eeu 2026 (latest rpt) | lt_eeu_2026_latest | 12 | -0.12002 | 0.71025 | -0.21183 | 0.50865
β ($/MWh per GW DC) | causal_beta | Long-Term: Lolh 2026 (earliest rpt) | lt_lolh_2026_earliest | 12 | 0.71755 | 0.0086054 | 0.62123 | 0.031076
β ($/MWh per GW DC) | causal_beta | Long-Term: Lolh 2026 (latest rpt) | lt_lolh_2026_latest | 12 | -0.15725 | 0.6255 | -0.33536 | 0.28659
β ($/MWh per GW DC) | causal_beta | Long-Term: Eeu 2028 (earliest rpt) | lt_eeu_2028_earliest | 12 | 0.70846 | 0.0099125 | 0.34274 | 0.27544
β ($/MWh per GW DC) | causal_beta | Long-Term: Eeu 2028 (latest rpt) | lt_eeu_2028_latest | 12 | 0.70846 | 0.0099125 | 0.34274 | 0.27544
β ($/MWh per GW DC) | causal_beta | Long-Term: Lolh 2028 (earliest rpt) | lt_lolh_2028_earliest | 12 | 0.47186 | 0.12144 | 0.018627 | 0.95418
β ($/MWh per GW DC) | causal_beta | Long-Term: Lolh 2028 (latest rpt) | lt_lolh_2028_latest | 12 | 0.47186 | 0.12144 | 0.018627 | 0.95418
β ($/MWh per GW DC) | causal_beta | Long-Term: Eeu 2027 (earliest rpt) | lt_eeu_2027_earliest | 10 | -0.18143 | 0.61594 | 0.020999 | 0.95408
β ($/MWh per GW DC) | causal_beta | Long-Term: Eeu 2027 (latest rpt) | lt_eeu_2027_latest | 10 | -0.18143 | 0.61594 | 0.020999 | 0.95408
β ($/MWh per GW DC) | causal_beta | Long-Term: Eeu 2029 (earliest rpt) | lt_eeu_2029_earliest | 10 | -0.30128 | 0.39759 | -0.27565 | 0.44079
β ($/MWh per GW DC) | causal_beta | Long-Term: Eeu 2029 (latest rpt) | lt_eeu_2029_latest | 10 | -0.30128 | 0.39759 | -0.27565 | 0.44079
β ($/MWh per GW DC) | causal_beta | Long-Term: Lolh 2027 (earliest rpt) | lt_lolh_2027_earliest | 10 | -0.22427 | 0.53336 | 0.020999 | 0.95408
β ($/MWh per GW DC) | causal_beta | Long-Term: Lolh 2027 (latest rpt) | lt_lolh_2027_latest | 10 | -0.22427 | 0.53336 | 0.020999 | 0.95408
β ($/MWh per GW DC) | causal_beta | Long-Term: Lolh 2029 (earliest rpt) | lt_lolh_2029_earliest | 10 | -0.30492 | 0.39163 | -0.15244 | 0.67418
β ($/MWh per GW DC) | causal_beta | Long-Term: Lolh 2029 (latest rpt) | lt_lolh_2029_latest | 10 | -0.30492 | 0.39163 | -0.15244 | 0.67418
β ($/MWh per GW DC) | causal_beta | Summer: Margin Above Ref (latest) | summer_margin_above_ref_latest | 12 | 0.55352 | 0.061898 | 0.39454 | 0.20438
β ($/MWh per GW DC) | causal_beta | Summer: Margin Above Ref (earliest) | summer_margin_above_ref_earliest | 12 | 0.11861 | 0.71352 | 0.19727 | 0.53886
β ($/MWh per GW DC) | causal_beta | Long-Term: EEU (Δ forecast) | lt_eeu_forecast_change | 10 | -0.77372 | 0.0086392 | -0.27565 | 0.44079
β ($/MWh per GW DC) | causal_beta | Long-Term: LOLH (Δ forecast) | lt_lolh_forecast_change | 10 | -0.76576 | 0.0098181 | -0.30537 | 0.39089