## All_Data
period | balancing_authority_code | coal | gas | nuclear | other | other_fossil | renewable | storage | total | renewable_share | gas_share | nuclear_share
2020-01 | CISO | 62.5 | 30912.9 | 2323 | 99.7 | 1586.5 | 28798.8 | 199 | 63982.4 | 0.45011 | 0.48315 | 0.036307
2020-01 | ERCO | 14285.2 | 63968.3 | 5138.6 | 229.7 | 522.2 | 28836.9 | 129.1 | 113110 | 0.25495 | 0.56554 | 0.04543
2020-01 | ISNE | 959.2 | 19907.5 | 3404.9 | 0 | 7663.7 | 6459.2 | 73.1 | 38467.6 | 0.16791 | 0.51751 | 0.088513
2020-01 | MISO | 60982 | 77941.8 | 13760.3 | 506.7 | 8827.2 | 28252.9 | 45.1 | 190316 | 0.14845 | 0.40954 | 0.072302
2020-01 | NYIS | 655.1 | 25010.6 | 5709.4 | 0 | 4422.7 | 8366.8 | 60 | 44224.6 | 0.18919 | 0.56554 | 0.1291
2020-01 | PJM | 52292.9 | 97724.1 | 34466.6 | 113.2 | 9799.6 | 21184.7 | 301.9 | 215883 | 0.09813 | 0.45267 | 0.15965
2020-01 | SWPP | 22997.1 | 36256.9 | 2068.7 | 62 | 2620.7 | 24234.8 | 15 | 88255.2 | 0.2746 | 0.41082 | 0.02344
2020-02 | CISO | 62.5 | 32269.1 | 2323 | 99.7 | 1586.5 | 28775 | 200.5 | 65316.3 | 0.44055 | 0.49404 | 0.035565
2020-02 | ERCO | 14285.2 | 64118.3 | 5138.6 | 229.7 | 522.2 | 28887.3 | 139 | 113320.3 | 0.25492 | 0.56581 | 0.045346
2020-02 | ISNE | 959.2 | 19907.5 | 3404.9 | 0 | 7663.7 | 6466.9 | 75.4 | 38477.6 | 0.16807 | 0.51738 | 0.08849
2020-02 | MISO | 60982 | 77945.5 | 13760.3 | 506.7 | 8783.2 | 28324.6 | 45.1 | 190347.4 | 0.1488 | 0.40949 | 0.07229
2020-02 | NYIS | 655.1 | 25010.6 | 5709.4 | 0 | 4422.8 | 8383.5 | 60 | 44241.4 | 0.18949 | 0.56532 | 0.12905
2020-02 | PJM | 52244.9 | 97724.1 | 34466.6 | 113.2 | 9767.6 | 21204.7 | 299.9 | 215821 | 0.098251 | 0.4528 | 0.1597
2020-02 | SWPP | 22997.1 | 36256.9 | 2068.7 | 62 | 2624.7 | 24239.2 | 15 | 88263.6 | 0.27462 | 0.41078 | 0.023438
2020-03 | CISO | 62.5 | 32269.1 | 2323 | 99.7 | 1586.5 | 28762.1 | 201.1 | 65304 | 0.44043 | 0.49414 | 0.035572
2020-03 | ERCO | 14285.2 | 64118.3 | 5138.6 | 229.7 | 522.2 | 29466.9 | 148.9 | 113909.8 | 0.25869 | 0.56289 | 0.045111
2020-03 | ISNE | 959.2 | 19888.7 | 3404.9 | 0 | 7662.6 | 6472.9 | 79.7 | 38468 | 0.16827 | 0.51702 | 0.088513
2020-03 | MISO | 60982 | 78841.8 | 13760.3 | 506.7 | 8783.2 | 28683.8 | 45.1 | 191602.9 | 0.1497 | 0.41149 | 0.071817
2020-03 | NYIS | 0 | 25010.6 | 5709.4 | 0 | 4422.8 | 8392.5 | 60 | 43595.3 | 0.19251 | 0.5737 | 0.13096
2020-03 | PJM | 52244.9 | 97652.1 | 34466.6 | 113.2 | 9767.6 | 21519 | 299.9 | 216063.3 | 0.099596 | 0.45196 | 0.15952
2020-03 | SWPP | 22784.3 | 36256.9 | 2068.7 | 62 | 2624.7 | 24645 | 25 | 88466.6 | 0.27858 | 0.40984 | 0.023384
2020-04 | CISO | 62.5 | 32269.1 | 2323 | 99.7 | 1586.5 | 28795.6 | 207.1 | 65343.5 | 0.44068 | 0.49384 | 0.035551
2020-04 | ERCO | 14285.2 | 64118.3 | 5138.6 | 229.7 | 522.2 | 29466.9 | 158.8 | 113919.7 | 0.25866 | 0.56284 | 0.045107
2020-04 | ISNE | 959.2 | 19888.7 | 3404.9 | 0 | 7662.6 | 6473.9 | 79.7 | 38469 | 0.16829 | 0.51701 | 0.08851
2020-04 | MISO | 60982 | 78867.4 | 13760.3 | 506.7 | 8782.1 | 28891.8 | 45.1 | 191835.4 | 0.15061 | 0.41112 | 0.07173
2020-04 | NYIS | 0 | 26323.1 | 4410.4 | 0 | 4417.2 | 8396.9 | 60 | 43607.6 | 0.19256 | 0.60364 | 0.10114
2020-04 | PJM | 52244.9 | 97652.1 | 34466.6 | 113.2 | 9767.6 | 21523.2 | 299.9 | 216067.5 | 0.099613 | 0.45195 | 0.15952
2020-04 | SWPP | 22784.3 | 36256.9 | 2068.7 | 62 | 2624.7 | 24665 | 25 | 88486.6 | 0.27874 | 0.40974 | 0.023379
2020-05 | CISO | 62.5 | 32269.1 | 2323 | 99.7 | 1587.5 | 28940.8 | 207.1 | 65489.7 | 0.44191 | 0.49274 | 0.035471
2020-05 | ERCO | 14285.2 | 64118.3 | 5138.6 | 229.7 | 522.2 | 29663.7 | 168.7 | 114126.4 | 0.25992 | 0.56182 | 0.045026
2020-05 | ISNE | 959.2 | 19888.7 | 3404.9 | 0 | 7662.6 | 6473.9 | 83.6 | 38472.9 | 0.16827 | 0.51695 | 0.088501
2020-05 | MISO | 60982 | 79837.9 | 13760.3 | 506.7 | 8780.1 | 29073.9 | 45.1 | 192986 | 0.15065 | 0.4137 | 0.071302
2020-05 | NYIS | 0 | 26323.1 | 4410.4 | 0 | 4417.2 | 8400.4 | 60 | 43611.1 | 0.19262 | 0.60359 | 0.10113
2020-05 | PJM | 51483.3 | 98687.1 | 34466.6 | 113.2 | 9765.8 | 21609.7 | 299.9 | 216425.6 | 0.099848 | 0.45599 | 0.15925
2020-05 | SWPP | 22784.3 | 36115.9 | 2068.7 | 62 | 2624.7 | 24865.1 | 25 | 88545.7 | 0.28082 | 0.40788 | 0.023363
2020-06 | CISO | 62.5 | 32269.1 | 2323 | 99.7 | 1587.5 | 28990.8 | 208.1 | 65540.7 | 0.44233 | 0.49235 | 0.035444
2020-06 | ERCO | 14285.2 | 64120.7 | 5138.6 | 229.7 | 523.5 | 30514.9 | 168.7 | 114981.3 | 0.26539 | 0.55766 | 0.044691
2020-06 | ISNE | 959.2 | 19888.7 | 3404.9 | 0 | 7662.6 | 6493.1 | 86.2 | 38494.7 | 0.16868 | 0.51666 | 0.088451
2020-06 | MISO | 60902 | 79683.1 | 13760.3 | 506.7 | 8772.6 | 29090.7 | 45.1 | 192760.5 | 0.15092 | 0.41338 | 0.071385
2020-06 | NYIS | 0 | 26322.8 | 4410.4 | 0 | 4418.7 | 8404.4 | 60 | 43616.3 | 0.19269 | 0.60351 | 0.10112
2020-06 | PJM | 50505.8 | 98493.6 | 34466.6 | 113.2 | 9693 | 21630.1 | 299.9 | 215202.2 | 0.10051 | 0.45768 | 0.16016
2020-06 | SWPP | 22784.3 | 36115.9 | 2068.7 | 62 | 2624.7 | 25096.6 | 25 | 88777.2 | 0.28269 | 0.40682 | 0.023302
2020-07 | CISO | 62.5 | 32410.1 | 2323 | 99.7 | 1587.5 | 28995.2 | 458.5 | 65936.5 | 0.43974 | 0.49154 | 0.035231
2020-07 | ERCO | 14285.2 | 64121.9 | 5138.6 | 229.7 | 523.5 | 30844.9 | 168.7 | 115312.5 | 0.26749 | 0.55607 | 0.044562
2020-07 | ISNE | 959.2 | 19888.7 | 3404.9 | 0 | 7662.6 | 6495.5 | 89 | 38499.9 | 0.16871 | 0.51659 | 0.088439
2020-07 | MISO | 60902 | 79665.1 | 13760.3 | 506.7 | 8780.9 | 29348.2 | 45.1 | 193008.3 | 0.15206 | 0.41275 | 0.071294
2020-07 | NYIS | 0 | 26322.8 | 4410.4 | 0 | 4418.4 | 8411.4 | 60 | 43623 | 0.19282 | 0.60342 | 0.1011
2020-07 | PJM | 50505.8 | 98510.9 | 34466.6 | 113.2 | 9691.2 | 21658.9 | 299.9 | 215246.5 | 0.10062 | 0.45767 | 0.16013
2020-07 | SWPP | 22784.3 | 36115.9 | 2068.7 | 62 | 2623.3 | 25106.6 | 25 | 88785.8 | 0.28278 | 0.40678 | 0.0233
2020-08 | CISO | 62.5 | 32410.1 | 2323 | 99.7 | 1587.5 | 28999.9 | 478.5 | 65961.2 | 0.43965 | 0.49135 | 0.035218
2020-08 | ERCO | 14285.2 | 64123.1 | 5138.6 | 229.7 | 523.5 | 31364.9 | 168.7 | 115833.7 | 0.27078 | 0.55358 | 0.044362
2020-08 | ISNE | 959.2 | 19888.7 | 3404.9 | 0 | 7662.6 | 6500.1 | 91.9 | 38507.4 | 0.1688 | 0.51649 | 0.088422
2020-08 | MISO | 60902 | 79653.1 | 13760.3 | 506.7 | 8826.5 | 29400.4 | 45.1 | 193094.1 | 0.15226 | 0.41251 | 0.071262
2020-08 | NYIS | 0 | 26328.8 | 4410.4 | 0 | 4418.4 | 8411.4 | 60 | 43629 | 0.19279 | 0.60347 | 0.10109
2020-08 | PJM | 49917.8 | 98562.8 | 34466.6 | 113.2 | 9691.2 | 21710.7 | 299.9 | 214762.2 | 0.10109 | 0.45894 | 0.16049
2020-08 | SWPP | 22784.3 | 36104.4 | 2068.7 | 62 | 2623.3 | 25106.6 | 25 | 88774.3 | 0.28281 | 0.4067 | 0.023303
2020-09 | CISO | 62.5 | 32410.1 | 2323 | 99.7 | 1587.5 | 29004.9 | 478.5 | 65966.2 | 0.43969 | 0.49131 | 0.035215
2020-09 | ERCO | 14285.2 | 64124.3 | 5138.6 | 229.7 | 523.5 | 31364.9 | 168.7 | 115834.9 | 0.27077 | 0.55358 | 0.044361
2020-09 | ISNE | 959.2 | 19888.7 | 3404.9 | 0 | 7662.6 | 6506.1 | 91.9 | 38513.4 | 0.16893 | 0.51641 | 0.088408
2020-09 | MISO | 60902 | 79653.1 | 13760.3 | 506.7 | 8826.5 | 29826.1 | 45.1 | 193519.8 | 0.15412 | 0.4116 | 0.071105
2020-09 | NYIS | 0 | 26325 | 4410.4 | 0 | 4419.3 | 8413.4 | 60 | 43628.1 | 0.19284 | 0.6034 | 0.10109
2020-09 | PJM | 49917.8 | 98564.8 | 34466.6 | 113.2 | 9691.2 | 21991 | 299.9 | 215044.5 | 0.10226 | 0.45835 | 0.16028
2020-09 | SWPP | 22064.3 | 36104.4 | 2068.7 | 62 | 2628.9 | 25211.6 | 25 | 88164.9 | 0.28596 | 0.40951 | 0.023464
2020-10 | CISO | 62.5 | 32410.1 | 2323 | 99.7 | 1598.5 | 29004.9 | 478.5 | 65977.2 | 0.43962 | 0.49123 | 0.035209
2020-10 | ERCO | 14285.2 | 63805.7 | 5138.6 | 229.7 | 523.5 | 31364.9 | 188.5 | 115536.1 | 0.27147 | 0.55226 | 0.044476
2020-10 | ISNE | 959.2 | 19888.7 | 3404.9 | 0 | 7662.6 | 6509.4 | 91.9 | 38516.7 | 0.169 | 0.51637 | 0.088401
2020-10 | MISO | 60902 | 79653.1 | 13760.3 | 506.7 | 8822.6 | 30007.4 | 45.4 | 193697.5 | 0.15492 | 0.41122 | 0.07104
2020-10 | NYIS | 0 | 26327 | 4410.4 | 0 | 4419.4 | 8423.4 | 63 | 43643.2 | 0.19301 | 0.60323 | 0.10106
2020-10 | PJM | 49917.8 | 98564.8 | 34466.6 | 113.2 | 9691.2 | 22103.1 | 299.9 | 215156.6 | 0.10273 | 0.45811 | 0.16019
2020-10 | SWPP | 22064.3 | 36104.4 | 2068.7 | 62 | 2628.9 | 25211.6 | 25 | 88164.9 | 0.28596 | 0.40951 | 0.023464
2020-11 | CISO | 62.5 | 32407.8 | 2323 | 99.7 | 1598.5 | 29295.4 | 479.5 | 66266.4 | 0.44209 | 0.48905 | 0.035055
2020-11 | ERCO | 14285.2 | 63706.2 | 5138.6 | 229.7 | 523.5 | 31509.8 | 208.3 | 115601.3 | 0.27257 | 0.55109 | 0.044451
2020-11 | ISNE | 959.2 | 19888.7 | 3404.9 | 0 | 7662.6 | 6591.1 | 94.1 | 38600.6 | 0.17075 | 0.51524 | 0.088208
2020-11 | MISO | 60729 | 80052.7 | 13080.8 | 506.7 | 8822.6 | 30374.3 | 45.4 | 193611.5 | 0.15688 | 0.41347 | 0.067562
2020-11 | NYIS | 0 | 26327 | 4410.4 | 0 | 4419.4 | 8428.4 | 63 | 43648.2 | 0.1931 | 0.60316 | 0.10104
2020-11 | PJM | 49917.8 | 98574.2 | 34466.6 | 113.2 | 9691.2 | 22231.2 | 299.9 | 215294.1 | 0.10326 | 0.45786 | 0.16009
2020-11 | SWPP | 22064.3 | 36104.4 | 2068.7 | 62 | 2628.9 | 26210 | 25 | 89163.3 | 0.29396 | 0.40492 | 0.023201
2020-12 | CISO | 62.5 | 32404.8 | 2323 | 99.7 | 1512 | 30160.5 | 479.8 | 67042.3 | 0.44987 | 0.48335 | 0.03465
2020-12 | ERCO | 14285.2 | 63708.6 | 5138.6 | 229.7 | 523.5 | 33170.7 | 228.1 | 117284.4 | 0.28282 | 0.5432 | 0.043813
2020-12 | ISNE | 959.2 | 19888.7 | 3404.9 | 0 | 7662.6 | 6733.1 | 126.5 | 38775 | 0.17365 | 0.51293 | 0.087812
2020-12 | MISO | 60388.6 | 79919.2 | 13080.8 | 506.7 | 8823.1 | 32649 | 55.4 | 195422.8 | 0.16707 | 0.40896 | 0.066936
2020-12 | NYIS | 0 | 26334.5 | 4410.4 | 0 | 4367.7 | 8493.2 | 68.1 | 43673.9 | 0.19447 | 0.60298 | 0.10098
2020-12 | PJM | 49917.8 | 98574.2 | 34466.6 | 113.2 | 8796.4 | 23084.4 | 299.9 | 215252.5 | 0.10724 | 0.45795 | 0.16012
2020-12 | SWPP | 22064.3 | 35563.9 | 2068.7 | 62 | 2628.9 | 27947.7 | 25 | 90360.5 | 0.30929 | 0.39358 | 0.022894
2021-01 | CISO | 62.5 | 32462.7 | 2323 | 100.7 | 1483.7 | 30401.3 | 604.3 | 67438.2 | 0.4508 | 0.48137 | 0.034446
2021-01 | ERCO | 14329.7 | 63824.2 | 5138.6 | 229.7 | 633.9 | 33238.4 | 228.1 | 117622.6 | 0.28259 | 0.54262 | 0.043687
2021-01 | ISNE | 859.2 | 20038.5 | 3404.9 | 0 | 7449 | 6805 | 128.6 | 38685.2 | 0.17591 | 0.51799 | 0.088016
2021-01 | MISO | 60418.5 | 80589.6 | 13080.8 | 506.7 | 8555.2 | 33001.3 | 54.3 | 196206.4 | 0.1682 | 0.41074 | 0.066669
2021-01 | NYIS | 0 | 26369.4 | 4410.4 | 0 | 4358 | 8510.9 | 68.1 | 43716.8 | 0.19468 | 0.60319 | 0.10089
2021-01 | PJM | 53151.2 | 95949.8 | 34466.6 | 107.2 | 9527.9 | 23232.6 | 252.9 | 216688.2 | 0.10722 | 0.4428 | 0.15906
2021-01 | SWPP | 22064.3 | 35387.4 | 2068.7 | 62 | 2781.9 | 28426.5 | 25.5 | 90816.3 | 0.31301 | 0.38966 | 0.022779
2021-02 | CISO | 62.5 | 32462.7 | 2323 | 100.7 | 1483.7 | 30444.6 | 614.3 | 67491.5 | 0.45109 | 0.48099 | 0.034419
2021-02 | ERCO | 14329.7 | 63803.1 | 5138.6 | 229.7 | 633.9 | 33493.4 | 228.1 | 117856.5 | 0.28419 | 0.54136 | 0.0436
2021-02 | ISNE | 859.2 | 20038.5 | 3404.9 | 0 | 7449 | 6805 | 128.6 | 38685.2 | 0.17591 | 0.51799 | 0.088016
2021-02 | MISO | 60418.5 | 80587.2 | 13080.8 | 506.7 | 8555 | 33472.2 | 54.3 | 196674.7 | 0.17019 | 0.40975 | 0.06651
2021-02 | NYIS | 0 | 26369.4 | 4410.4 | 0 | 4358 | 8514.4 | 71.1 | 43723.3 | 0.19473 | 0.6031 | 0.10087
2021-02 | PJM | 53151.2 | 95949.8 | 34466.6 | 107.2 | 9527.1 | 23385.6 | 248.9 | 216836.4 | 0.10785 | 0.4425 | 0.15895
2021-02 | SWPP | 22064.3 | 35387.4 | 2068.7 | 62 | 2781.9 | 28778.3 | 25.5 | 91168.1 | 0.31566 | 0.38816 | 0.022691
2021-03 | CISO | 62.5 | 32462.7 | 2323 | 100.7 | 1483.7 | 30624.8 | 729.9 | 67787.3 | 0.45178 | 0.47889 | 0.034269
2021-03 | ERCO | 14329.7 | 64167.3 | 5138.6 | 229.7 | 633.9 | 34221 | 228.1 | 118948.3 | 0.2877 | 0.53946 | 0.0432
2021-03 | ISNE | 859.2 | 19899.2 | 3404.9 | 0 | 7449 | 6830.8 | 140.6 | 38583.7 | 0.17704 | 0.51574 | 0.088247
2021-03 | MISO | 60368.5 | 80587.2 | 13080.8 | 506.7 | 8555 | 33831.2 | 54.3 | 196983.7 | 0.17175 | 0.40911 | 0.066405
2021-03 | NYIS | 0 | 26369.4 | 4410.4 | 0 | 4358 | 8524.4 | 71.1 | 43733.3 | 0.19492 | 0.60296 | 0.10085
2021-03 | PJM | 52892.9 | 95860.3 | 34466.6 | 107.2 | 9527.1 | 23491.6 | 249.7 | 216595.4 | 0.10846 | 0.44258 | 0.15913
2021-03 | SWPP | 22064.3 | 35387.4 | 2068.7 | 62 | 2781.9 | 29215.6 | 25.5 | 91605.4 | 0.31893 | 0.3863 | 0.022583
2021-04 | CISO | 62.5 | 32459.2 | 2323 | 100.7 | 1483.7 | 30693.5 | 843.4 | 67966 | 0.4516 | 0.47758 | 0.034179
2021-04 | ERCO | 14329.7 | 64167.1 | 5138.6 | 229.7 | 633.9 | 34249 | 238 | 118986 | 0.28784 | 0.53928 | 0.043187
2021-04 | ISNE | 859.2 | 19921.4 | 3404.9 | 0 | 7449 | 6848.3 | 151.6 | 38634.4 | 0.17726 | 0.51564 | 0.088131
2021-04 | MISO | 60368.5 | 80992.6 | 13080.8 | 506.7 | 8555 | 33911.6 | 54.3 | 197469.5 | 0.17173 | 0.41015 | 0.066242
2021-04 | NYIS | 0 | 26368.8 | 3398.4 | 0 | 4358 | 8529.4 | 71.1 | 42725.7 | 0.19963 | 0.61716 | 0.07954
2021-04 | PJM | 52892.9 | 95860.3 | 34466.6 | 107.2 | 9527.1 | 23504.9 | 247.7 | 216606.7 | 0.10851 | 0.44255 | 0.15912
2021-04 | SWPP | 22064.3 | 35387.4 | 2068.7 | 62 | 2780.9 | 29569.4 | 25.5 | 91958.2 | 0.32155 | 0.38482 | 0.022496
2021-05 | CISO | 62.5 | 32456.2 | 2323 | 100.7 | 1483.7 | 30693.5 | 1358.4 | 68478 | 0.44822 | 0.47397 | 0.033923
2021-05 | ERCO | 14329.7 | 64168.3 | 5138.6 | 229.7 | 624.1 | 34458.4 | 249.9 | 119198.7 | 0.28908 | 0.53833 | 0.04311
2021-05 | ISNE | 859.2 | 19921.4 | 3404.9 | 0 | 7448.1 | 6858.7 | 155.3 | 38647.6 | 0.17747 | 0.51546 | 0.088101
2021-05 | MISO | 59648.8 | 80997.6 | 13080.8 | 506.7 | 8555 | 34188.6 | 54.3 | 197031.8 | 0.17352 | 0.41109 | 0.066389
2021-05 | NYIS | 0 | 26368.8 | 3398.4 | 0 | 4352.9 | 8534.4 | 71.1 | 42725.6 | 0.19975 | 0.61717 | 0.07954
2021-05 | PJM | 52892.9 | 95746.7 | 34466.6 | 107.2 | 9527.1 | 23835.2 | 257.7 | 216833.4 | 0.10992 | 0.44157 | 0.15895
2021-05 | SWPP | 22064.3 | 35387.4 | 2068.7 | 62 | 2777.7 | 30025 | 25.5 | 92410.6 | 0.32491 | 0.38294 | 0.022386
2021-06 | CISO | 62.5 | 32455.1 | 2323 | 100.7 | 1485.1 | 30864.4 | 1473.4 | 68764.2 | 0.44884 | 0.47198 | 0.033782
2021-06 | ERCO | 14329.7 | 64169.5 | 5138.6 | 229.7 | 624.1 | 35541.1 | 359.8 | 120392.5 | 0.29521 | 0.533 | 0.042682
2021-06 | ISNE | 459.2 | 19920.9 | 3404.9 | 0 | 6816.9 | 6926.3 | 183.3 | 37711.5 | 0.18367 | 0.52824 | 0.090288
2021-06 | MISO | 58873.8 | 81028.5 | 13080.8 | 506.7 | 8530.4 | 34620.7 | 56.8 | 196697.7 | 0.17601 | 0.41194 | 0.066502
2021-06 | NYIS | 0 | 26364.6 | 3398.4 | 0 | 4352.9 | 8546.3 | 73.1 | 42735.3 | 0.19998 | 0.61693 | 0.079522
2021-06 | PJM | 52892.9 | 95752.3 | 34466.6 | 107.2 | 9528.3 | 24174.9 | 257.7 | 217179.9 | 0.11131 | 0.44089 | 0.1587
2021-06 | SWPP | 22064.3 | 35380.4 | 2068.7 | 62 | 2777.7 | 30026.4 | 26.9 | 92406.4 | 0.32494 | 0.38288 | 0.022387
2021-07 | CISO | 62.5 | 32452.3 | 2323 | 100.7 | 1485.1 | 30939.7 | 1698.5 | 69061.8 | 0.448 | 0.4699 | 0.033637
2021-07 | ERCO | 14329.7 | 64595.4 | 5138.6 | 229.7 | 624.1 | 37004.7 | 377.2 | 122299.4 | 0.30257 | 0.52817 | 0.042017
2021-07 | ISNE | 459.2 | 19807.3 | 3404.9 | 0 | 6800.9 | 6939.9 | 189.8 | 37602 | 0.18456 | 0.52676 | 0.090551
2021-07 | MISO | 58873.8 | 81053.2 | 13080.8 | 506.7 | 8517.3 | 34730.3 | 56.8 | 196818.9 | 0.17646 | 0.41182 | 0.066461
2021-07 | NYIS | 0 | 26364.6 | 3398.4 | 0 | 4352.9 | 8671.3 | 73.1 | 42860.3 | 0.20232 | 0.61513 | 0.07929
2021-07 | PJM | 52892.9 | 96586.2 | 34466.6 | 107.2 | 9525.9 | 24537.7 | 257.7 | 218374.2 | 0.11237 | 0.4423 | 0.15783
2021-07 | SWPP | 22064.3 | 35380.4 | 2068.7 | 62 | 2777.7 | 30028.4 | 26.9 | 92408.4 | 0.32495 | 0.38287 | 0.022386
2021-08 | CISO | 62.5 | 32452.3 | 2323 | 100.7 | 1485.1 | 30949.2 | 1743.5 | 69116.3 | 0.44778 | 0.46953 | 0.03361
2021-08 | ERCO | 14329.7 | 64722.4 | 5138.6 | 229.7 | 624.1 | 38477.7 | 387.1 | 123909.3 | 0.31053 | 0.52234 | 0.041471
2021-08 | ISNE | 459.2 | 19807.3 | 3404.9 | 0 | 6800.9 | 6950.1 | 194.8 | 37617.2 | 0.18476 | 0.52655 | 0.090514
2021-08 | MISO | 58873.8 | 81053.2 | 13080.8 | 506.7 | 8492.3 | 34757.6 | 56.8 | 196821.2 | 0.17659 | 0.41181 | 0.06646
2021-08 | NYIS | 0 | 26366.6 | 3398.4 | 0 | 4352.9 | 8671.3 | 73.1 | 42862.3 | 0.20231 | 0.61515 | 0.079286
2021-08 | PJM | 52892.9 | 97191.4 | 34466.6 | 107.2 | 9525.9 | 24835.3 | 263.9 | 219283.2 | 0.11326 | 0.44322 | 0.15718
2021-08 | SWPP | 22064.3 | 35380.4 | 2068.7 | 62 | 2779.5 | 30028.4 | 26.9 | 92410.2 | 0.32495 | 0.38286 | 0.022386
2021-09 | CISO | 62.5 | 32453.3 | 2323 | 100.7 | 1490.1 | 31286 | 1843.5 | 69559.1 | 0.44978 | 0.46656 | 0.033396
2021-09 | ERCO | 14329.7 | 64738 | 5138.6 | 229.7 | 624.1 | 38707.4 | 437.1 | 124204.6 | 0.31164 | 0.52122 | 0.041372
2021-09 | ISNE | 459.2 | 19809.2 | 3404.9 | 0 | 6796.9 | 6994.2 | 203.5 | 37667.9 | 0.18568 | 0.52589 | 0.090393
2021-09 | MISO | 58873.8 | 81010 | 13080.8 | 506.7 | 8484.3 | 34991.8 | 56.8 | 197004.2 | 0.17762 | 0.41121 | 0.066399
2021-09 | NYIS | 0 | 26366.6 | 3398.4 | 0 | 4352.7 | 8681.3 | 83 | 42882 | 0.20245 | 0.61486 | 0.07925
2021-09 | PJM | 52892.9 | 97139.2 | 34466.6 | 107.2 | 9522.4 | 24846.8 | 263.9 | 219239 | 0.11333 | 0.44307 | 0.15721
2021-09 | SWPP | 22064.3 | 35380.4 | 2068.7 | 62 | 2779.5 | 30316.4 | 26.9 | 92698.2 | 0.32704 | 0.38167 | 0.022317
2021-10 | CISO | 62.5 | 32450.5 | 2323 | 100.7 | 1492.1 | 31201.4 | 1938.5 | 69568.7 | 0.4485 | 0.46645 | 0.033391
2021-10 | ERCO | 14329.7 | 64931.5 | 5138.6 | 229.7 | 624.1 | 39924.7 | 797.4 | 125975.7 | 0.31692 | 0.51543 | 0.04079
2021-10 | ISNE | 459.2 | 19809.2 | 3404.9 | 0 | 6778.3 | 7078 | 208.5 | 37738.1 | 0.18756 | 0.52491 | 0.090224
2021-10 | MISO | 57777.4 | 80944 | 13080.8 | 506.7 | 8484.3 | 35086.8 | 57.1 | 195937.1 | 0.17907 | 0.41311 | 0.06676
2021-10 | NYIS | 0 | 26366.6 | 3398.4 | 0 | 4352.7 | 8784.7 | 83 | 42985.4 | 0.20436 | 0.61339 | 0.079059
2021-10 | PJM | 52892.9 | 98430.9 | 34466.6 | 107.2 | 9521.5 | 24990.6 | 263.9 | 220673.6 | 0.11325 | 0.44605 | 0.15619
2021-10 | SWPP | 22064.3 | 35444.8 | 2068.7 | 62 | 2779.5 | 30324.1 | 26.9 | 92770.3 | 0.32687 | 0.38207 | 0.022299
2021-11 | CISO | 62.5 | 32450.5 | 2323 | 100.7 | 1492.1 | 31363.1 | 2163.5 | 69955.4 | 0.44833 | 0.46387 | 0.033207
2021-11 | ERCO | 14329.7 | 64937.5 | 5138.6 | 229.7 | 624.1 | 40224.7 | 797.4 | 126281.7 | 0.31853 | 0.51423 | 0.040692
2021-11 | ISNE | 459.2 | 19809.2 | 3404.9 | 0 | 6778.3 | 7122.3 | 225.2 | 37799.1 | 0.18843 | 0.52407 | 0.090079
2021-11 | MISO | 57764.8 | 80942.2 | 13080.8 | 506.7 | 8457.6 | 35936.8 | 57.1 | 196746 | 0.18266 | 0.4114 | 0.066486
2021-11 | NYIS | 0 | 26366.6 | 3398.4 | 0 | 4352.7 | 8811.9 | 83 | 43012.6 | 0.20487 | 0.613 | 0.079009
2021-11 | PJM | 52892.9 | 98430.9 | 34466.6 | 107.2 | 9521.5 | 25106.1 | 263.9 | 220789.1 | 0.11371 | 0.44581 | 0.15611
2021-11 | SWPP | 22064.3 | 35444.8 | 2068.7 | 62 | 2779.5 | 30441.1 | 26.9 | 92887.3 | 0.32772 | 0.38159 | 0.022271
2021-12 | CISO | 62.5 | 32450.5 | 2323 | 100.7 | 1492.1 | 31918.4 | 2273.1 | 70620.3 | 0.45197 | 0.45951 | 0.032894
2021-12 | ERCO | 14329.7 | 64937.5 | 5138.6 | 229.7 | 624.1 | 41362 | 797.4 | 127419 | 0.32461 | 0.50964 | 0.040328
2021-12 | ISNE | 459.2 | 19809.2 | 3404.9 | 0 | 6771.5 | 7289.6 | 243.5 | 37977.9 | 0.19194 | 0.5216 | 0.089655
2021-12 | MISO | 57044.1 | 80942.2 | 13080.8 | 506.7 | 8457.4 | 36769.9 | 57.1 | 196858.2 | 0.18678 | 0.41117 | 0.066448
2021-12 | NYIS | 0 | 26375 | 3398.4 | 0 | 4352.7 | 8875.8 | 83 | 43084.9 | 0.20601 | 0.61216 | 0.078877
2021-12 | PJM | 52892.9 | 98442.2 | 34466.6 | 107.2 | 9518.3 | 25456.4 | 263.9 | 221147.5 | 0.11511 | 0.44514 | 0.15585
2021-12 | SWPP | 22064.3 | 35444.8 | 2068.7 | 62 | 2779.5 | 31764.4 | 26.9 | 94210.6 | 0.33716 | 0.37623 | 0.021958
2022-01 | CISO | 62.5 | 32533.4 | 2323 | 100.7 | 1503.8 | 31885.5 | 2415 | 70823.9 | 0.45021 | 0.45936 | 0.0328
2022-01 | ERCO | 14329.7 | 64733.9 | 5138.6 | 229.7 | 979 | 42013.7 | 797.4 | 128222 | 0.32766 | 0.50486 | 0.040076
2022-01 | ISNE | 459.2 | 18950.1 | 3404.9 | 0 | 7655.4 | 7043.3 | 238.5 | 37751.4 | 0.18657 | 0.50197 | 0.090193
2022-01 | MISO | 56202.9 | 81495 | 13080.8 | 510.5 | 8406.7 | 37445.7 | 67.1 | 197208.7 | 0.18988 | 0.41324 | 0.06633
2022-01 | NYIS | 0 | 25743.4 | 3398.4 | 0 | 4945.1 | 9056.2 | 115.8 | 43258.9 | 0.20935 | 0.5951 | 0.07856
2022-01 | PJM | 51256 | 99790.6 | 34466.6 | 11.2 | 9877 | 25609.1 | 265.1 | 221275.6 | 0.11573 | 0.45098 | 0.15576
2022-01 | SWPP | 22059.3 | 35687.7 | 2068.7 | 62 | 2525.4 | 31923.5 | 26.9 | 94353.5 | 0.33834 | 0.37823 | 0.021925
2022-02 | CISO | 62.5 | 32533.4 | 2323 | 100.7 | 1503.8 | 32107.8 | 2481.5 | 71112.7 | 0.45151 | 0.45749 | 0.032666
2022-02 | ERCO | 14329.7 | 64796.8 | 5138.6 | 229.7 | 979 | 42013.7 | 797.4 | 128284.9 | 0.3275 | 0.5051 | 0.040056
2022-02 | ISNE | 459.2 | 18950.1 | 3404.9 | 0 | 7655.4 | 7070.3 | 244.5 | 37784.4 | 0.18712 | 0.50153 | 0.090114
2022-02 | MISO | 56162.9 | 81523.2 | 13080.8 | 510.5 | 8406.7 | 37449.7 | 67.1 | 197200.9 | 0.18991 | 0.4134 | 0.066332
2022-02 | NYIS | 0 | 25743.4 | 3398.4 | 0 | 4945.1 | 9061.2 | 115.8 | 43263.9 | 0.20944 | 0.59503 | 0.07855
2022-02 | PJM | 51256 | 99790.6 | 34466.6 | 11.2 | 9875.4 | 25726.1 | 265.1 | 221391 | 0.1162 | 0.45074 | 0.15568
2022-02 | SWPP | 22059.3 | 35687.7 | 2068.7 | 62 | 2525.4 | 31924.8 | 26.9 | 94354.8 | 0.33835 | 0.37823 | 0.021925
2022-03 | CISO | 62.5 | 32533.4 | 2323 | 100.7 | 1503.8 | 32396.7 | 2562 | 71482.1 | 0.45321 | 0.45513 | 0.032498
2022-03 | ERCO | 14329.7 | 64394.2 | 5138.6 | 229.7 | 979 | 42505.3 | 846.9 | 128423.4 | 0.33098 | 0.50142 | 0.040013
2022-03 | ISNE | 459.2 | 18950.1 | 3404.9 | 0 | 7655.4 | 7092.4 | 246.5 | 37808.5 | 0.18759 | 0.50121 | 0.090056
2022-03 | MISO | 56162.9 | 81818.2 | 13080.8 | 510.5 | 8405.3 | 37793.7 | 67.1 | 197838.5 | 0.19103 | 0.41356 | 0.066119
2022-03 | NYIS | 0 | 25743.4 | 3398.4 | 0 | 4945.1 | 9096.5 | 125.8 | 43309.2 | 0.21004 | 0.59441 | 0.078468
2022-03 | PJM | 49939 | 99786.4 | 34466.6 | 11.2 | 9898.6 | 25742.8 | 265.1 | 220109.7 | 0.11695 | 0.45335 | 0.15659
2022-03 | SWPP | 22059.3 | 35687.7 | 2068.7 | 62 | 2517.4 | 32233.2 | 26.9 | 94655.2 | 0.34053 | 0.37703 | 0.021855
2022-04 | CISO | 62.5 | 32533.4 | 2323 | 100.7 | 1503.8 | 32515.5 | 3174.5 | 72213.4 | 0.45027 | 0.45052 | 0.032169
2022-04 | ERCO | 14329.7 | 64394.2 | 5138.6 | 229.7 | 979 | 43600.9 | 967.7 | 129639.8 | 0.33632 | 0.49672 | 0.039638
2022-04 | ISNE | 459.2 | 18950.1 | 3404.9 | 0 | 7646 | 7107.1 | 247.5 | 37814.8 | 0.18794 | 0.50113 | 0.090041
2022-04 | MISO | 56162.9 | 81819.7 | 13080.8 | 510.5 | 8402.3 | 37802.5 | 67.1 | 197845.8 | 0.19107 | 0.41355 | 0.066116
2022-04 | NYIS | 0 | 25743.4 | 3398.4 | 0 | 4945.1 | 9106.8 | 130.8 | 43324.5 | 0.2102 | 0.5942 | 0.078441
2022-04 | PJM | 49939 | 99788.4 | 34466.6 | 11.2 | 9746.5 | 25755.2 | 265.1 | 219972 | 0.11708 | 0.45364 | 0.15669
2022-04 | SWPP | 22059.3 | 35741.7 | 2068.7 | 62 | 2517.4 | 33232.2 | 26.9 | 95708.2 | 0.34722 | 0.37344 | 0.021615
2022-05 | CISO | 62.5 | 32532.3 | 2323 | 100.7 | 1503.8 | 32533.9 | 3178.4 | 72234.6 | 0.45039 | 0.45037 | 0.032159
2022-05 | ERCO | 14329.7 | 64696.7 | 5138.6 | 229.7 | 979 | 44101.8 | 967.7 | 130443.2 | 0.33809 | 0.49598 | 0.039393
2022-05 | ISNE | 459.2 | 18950.1 | 3404.9 | 0 | 7646 | 7117.4 | 251.3 | 37828.9 | 0.18815 | 0.50094 | 0.090008
2022-05 | MISO | 56162.9 | 81819.7 | 13080.8 | 510.5 | 8386.1 | 37828.4 | 67.4 | 197855.8 | 0.19119 | 0.41353 | 0.066113
2022-05 | NYIS | 0 | 25743.4 | 3398.4 | 0 | 4945.1 | 9126.8 | 130.8 | 43344.5 | 0.21056 | 0.59393 | 0.078404
2022-05 | PJM | 48271.1 | 100784.8 | 34466.6 | 11.2 | 9747.6 | 25940.8 | 265.1 | 219487.2 | 0.11819 | 0.45918 | 0.15703
2022-05 | SWPP | 22059.3 | 35741.7 | 2068.7 | 62 | 2517.4 | 33232.2 | 26.9 | 95708.2 | 0.34722 | 0.37344 | 0.021615
2022-06 | CISO | 62.5 | 32532.3 | 2323 | 66.7 | 1506 | 32783.9 | 3353.4 | 72627.8 | 0.4514 | 0.44793 | 0.031985
2022-06 | ERCO | 14329.7 | 64858.4 | 5138.6 | 229.7 | 979 | 44932.5 | 1278 | 131745.9 | 0.34105 | 0.4923 | 0.039004
2022-06 | ISNE | 459.2 | 18830.1 | 3404.9 | 0 | 7587.5 | 7138.2 | 255.3 | 37675.2 | 0.18947 | 0.4998 | 0.090375
2022-06 | MISO | 56162.9 | 83086 | 12269 | 510.5 | 8386.1 | 37838.1 | 67.4 | 198320 | 0.19079 | 0.41895 | 0.061865
2022-06 | NYIS | 0 | 25748.4 | 3398.4 | 0 | 4945.6 | 9158.3 | 131.8 | 43382.5 | 0.21111 | 0.59352 | 0.078336
2022-06 | PJM | 45454 | 100668.9 | 34466.6 | 11.2 | 9604.6 | 25979.1 | 265.1 | 216449.5 | 0.12002 | 0.46509 | 0.15924
2022-06 | SWPP | 22059.3 | 35741.7 | 2068.7 | 62 | 2520.5 | 33234.2 | 26.9 | 95713.3 | 0.34723 | 0.37342 | 0.021614
2022-07 | CISO | 62.5 | 32532.3 | 2323 | 66.7 | 1510 | 32828.3 | 3426.4 | 72749.2 | 0.45125 | 0.44718 | 0.031932
2022-07 | ERCO | 14329.7 | 64858.4 | 5138.6 | 229.7 | 979 | 45211.4 | 1547.1 | 132293.9 | 0.34175 | 0.49026 | 0.038842
2022-07 | ISNE | 459.2 | 18830.1 | 3404.9 | 0 | 7497.5 | 7155.4 | 259.3 | 37606.4 | 0.19027 | 0.50072 | 0.09054
2022-07 | MISO | 56162.9 | 83086 | 12269 | 510.5 | 8386.1 | 38017.6 | 67.4 | 198499.5 | 0.19152 | 0.41857 | 0.061809
2022-07 | NYIS | 0 | 25693.4 | 3398.4 | 0 | 4945.6 | 9164.8 | 137.8 | 43340 | 0.21146 | 0.59283 | 0.078413
2022-07 | PJM | 45454 | 101843.3 | 34466.6 | 11.2 | 9599.8 | 26002.2 | 265.1 | 217642.2 | 0.11947 | 0.46794 | 0.15836
2022-07 | SWPP | 22059.3 | 35741.7 | 2068.7 | 62 | 2520 | 33242.8 | 26.9 | 95721.4 | 0.34729 | 0.37339 | 0.021612
2022-08 | CISO | 62.5 | 32600.7 | 2323 | 66.7 | 1510 | 33123.1 | 3812.4 | 73498.4 | 0.45066 | 0.44356 | 0.031606
2022-08 | ERCO | 14329.7 | 64918.9 | 5138.6 | 229.7 | 979 | 45211.4 | 1667.9 | 132475.2 | 0.34128 | 0.49005 | 0.038789
2022-08 | ISNE | 459.2 | 18830.1 | 3404.9 | 0 | 7497.5 | 7172.8 | 264.8 | 37629.3 | 0.19062 | 0.50041 | 0.090485
2022-08 | MISO | 56162.9 | 83086 | 12269 | 510.5 | 8390.1 | 38172.1 | 73.4 | 198664 | 0.19214 | 0.41822 | 0.061758
2022-08 | NYIS | 0 | 25703.4 | 3398.4 | 0 | 4945.6 | 9187.7 | 137.8 | 43372.9 | 0.21183 | 0.59261 | 0.078353
2022-08 | PJM | 45454 | 101843.3 | 34466.6 | 11.2 | 9599.8 | 26006.2 | 265.1 | 217646.2 | 0.11949 | 0.46793 | 0.15836
2022-08 | SWPP | 22059.3 | 35741.7 | 2068.7 | 62 | 2520 | 33242.8 | 26.9 | 95721.4 | 0.34729 | 0.37339 | 0.021612
2022-09 | CISO | 62.5 | 32600.7 | 2323 | 66.7 | 1504 | 33130.2 | 4295.3 | 73982.4 | 0.44781 | 0.44065 | 0.031399
2022-09 | ERCO | 14329.7 | 64918.9 | 5138.6 | 229.7 | 979 | 45733.5 | 1667.9 | 132997.3 | 0.34387 | 0.48812 | 0.038637
2022-09 | ISNE | 459.2 | 18831.9 | 3404.9 | 0 | 7497.5 | 7187.6 | 270.4 | 37651.5 | 0.1909 | 0.50016 | 0.090432
2022-09 | MISO | 56162.9 | 83081.5 | 12269 | 510.5 | 8389.4 | 38326.1 | 73.4 | 198812.8 | 0.19277 | 0.41789 | 0.061711
2022-09 | NYIS | 0 | 25703.4 | 3398.4 | 0 | 4945.1 | 9198.4 | 137.8 | 43383.1 | 0.21203 | 0.59247 | 0.078335
2022-09 | PJM | 45454 | 101844.4 | 34466.6 | 11.2 | 9563.8 | 26071.1 | 265.1 | 217676.2 | 0.11977 | 0.46787 | 0.15834
2022-09 | SWPP | 22059.3 | 35741.7 | 2068.7 | 62 | 2520 | 33242.8 | 26.9 | 95721.4 | 0.34729 | 0.37339 | 0.021612
2022-10 | CISO | 62.5 | 32600.7 | 2323 | 66.7 | 1504 | 33230.9 | 4665.3 | 74453.1 | 0.44633 | 0.43787 | 0.031201
2022-10 | ERCO | 14329.7 | 64854.1 | 5138.6 | 229.7 | 979 | 45733.5 | 1942.9 | 133207.5 | 0.34333 | 0.48687 | 0.038576
2022-10 | ISNE | 459.2 | 18831.9 | 3404.9 | 0 | 7497.5 | 7232.6 | 270.4 | 37696.5 | 0.19186 | 0.49957 | 0.090324
2022-10 | MISO | 56162.9 | 83088.3 | 12269 | 510.5 | 8386.2 | 38430 | 73.4 | 198920.3 | 0.19319 | 0.4177 | 0.061678
2022-10 | NYIS | 0 | 25703.4 | 3398.4 | 0 | 4945.1 | 9244 | 162.5 | 43453.4 | 0.21273 | 0.59152 | 0.078208
2022-10 | PJM | 45454 | 101843.3 | 34466.6 | 11.2 | 9517.8 | 26179 | 265.1 | 217737 | 0.12023 | 0.46774 | 0.15829
2022-10 | SWPP | 22059.3 | 35741.7 | 2068.7 | 62 | 2526.2 | 33242.8 | 26.9 | 95727.6 | 0.34726 | 0.37337 | 0.02161
2022-11 | CISO | 62.5 | 32600.7 | 2323 | 66.7 | 1504 | 33562 | 4665.3 | 74784.2 | 0.44878 | 0.43593 | 0.031063
2022-11 | ERCO | 14329.7 | 65217.1 | 5138.6 | 229.7 | 979 | 45983.5 | 1991.9 | 133869.5 | 0.34349 | 0.48717 | 0.038385
2022-11 | ISNE | 459.2 | 18836.5 | 3404.9 | 0 | 7497.5 | 7257.2 | 275.4 | 37730.7 | 0.19234 | 0.49924 | 0.090242
2022-11 | MISO | 56008.2 | 83088.3 | 12269 | 510.5 | 8386.2 | 38440.7 | 73.4 | 198776.3 | 0.19339 | 0.418 | 0.061723
2022-11 | NYIS | 0 | 25703.4 | 3398.4 | 0 | 4914.3 | 9253.5 | 163.2 | 43432.8 | 0.21305 | 0.5918 | 0.078245
2022-11 | PJM | 45454 | 101843.3 | 34466.6 | 11.2 | 9517.8 | 26268.3 | 277.1 | 217838.3 | 0.12059 | 0.46752 | 0.15822
2022-11 | SWPP | 22059.3 | 35741.7 | 2068.7 | 62 | 2526.2 | 34569.8 | 26.9 | 97054.6 | 0.35619 | 0.36826 | 0.021315
2022-12 | CISO | 62.5 | 32604.8 | 2323 | 66.7 | 1498.5 | 34006.9 | 4818.3 | 75380.7 | 0.45114 | 0.43254 | 0.030817
2022-12 | ERCO | 14329.7 | 65218.3 | 5138.6 | 229.7 | 979 | 47866.7 | 2091.9 | 135853.9 | 0.35234 | 0.48006 | 0.037824
2022-12 | ISNE | 459.2 | 18851.3 | 3404.9 | 0 | 7497.5 | 7284.9 | 305.4 | 37803.2 | 0.19271 | 0.49867 | 0.090069
2022-12 | MISO | 52970.8 | 82767.3 | 12269 | 510.5 | 8324.2 | 39266.2 | 73.4 | 196181.4 | 0.20015 | 0.42189 | 0.062539
2022-12 | NYIS | 0 | 25703.4 | 3398.4 | 0 | 4912.7 | 9304.1 | 163.2 | 43481.8 | 0.21398 | 0.59113 | 0.078157
2022-12 | PJM | 45454 | 101843.3 | 34466.6 | 11.2 | 9500.3 | 26520.2 | 277.1 | 218072.7 | 0.12161 | 0.46702 | 0.15805
2022-12 | SWPP | 22059.3 | 35643.7 | 2068.7 | 62 | 2526.2 | 34569.8 | 26.9 | 96956.6 | 0.35655 | 0.36763 | 0.021336
2023-01 | CISO | 62.5 | 32698.8 | 2323 | 66.7 | 1447.6 | 34107 | 4947.2 | 75652.8 | 0.45084 | 0.43222 | 0.030706
2023-01 | ERCO | 14329.7 | 65904 | 5138.6 | 229.7 | 1048.5 | 47431.7 | 2109.7 | 136191.9 | 0.34827 | 0.48391 | 0.037731
2023-01 | ISNE | 459.2 | 18108 | 3501.9 | 0 | 7712.7 | 7452 | 314.9 | 37548.7 | 0.19846 | 0.48225 | 0.093263
2023-01 | MISO | 52843.8 | 82646.3 | 12269 | 458.8 | 8234.8 | 39419.6 | 78.4 | 195950.7 | 0.20117 | 0.42177 | 0.062613
2023-01 | NYIS | 0 | 26324.4 | 3398.4 | 0 | 4242.7 | 9130.5 | 176.8 | 43272.8 | 0.211 | 0.60834 | 0.078534
2023-01 | PJM | 44202 | 103646.5 | 34466.6 | 11.2 | 8952.1 | 26591.8 | 317.1 | 218187.3 | 0.12188 | 0.47503 | 0.15797
2023-01 | SWPP | 22088.2 | 35766.4 | 2097.3 | 62 | 2729.3 | 34858.8 | 26.9 | 97628.9 | 0.35705 | 0.36635 | 0.021482
2023-02 | CISO | 62.5 | 32700.3 | 2323 | 66.7 | 1447.6 | 34107 | 4947.2 | 75654.3 | 0.45083 | 0.43223 | 0.030705
2023-02 | ERCO | 14329.7 | 65904 | 5138.6 | 229.7 | 1048.5 | 47431.7 | 2109.7 | 136191.9 | 0.34827 | 0.48391 | 0.037731
2023-02 | ISNE | 459.2 | 18108 | 3501.9 | 0 | 7712.7 | 7456 | 321.6 | 37559.4 | 0.19851 | 0.48212 | 0.093236
2023-02 | MISO | 52843.8 | 82646.3 | 12269 | 458.8 | 8236.6 | 39950.8 | 78.4 | 196483.7 | 0.20333 | 0.42063 | 0.062443
2023-02 | NYIS | 0 | 26324.4 | 3398.4 | 0 | 4241.1 | 9369.1 | 176.8 | 43509.8 | 0.21533 | 0.60502 | 0.078107
2023-02 | PJM | 44202 | 105016.5 | 34466.6 | 11.2 | 8924.9 | 26742.4 | 317.1 | 219680.7 | 0.12173 | 0.47804 | 0.15689
2023-02 | SWPP | 22088.2 | 35766.4 | 2097.3 | 62 | 2731.1 | 34859.8 | 26.9 | 97631.7 | 0.35705 | 0.36634 | 0.021482
2023-03 | CISO | 62.5 | 32700.3 | 2323 | 66.7 | 1447.6 | 34116.5 | 5003.2 | 75719.8 | 0.45056 | 0.43186 | 0.030679
2023-03 | ERCO | 14329.7 | 65905.2 | 5138.6 | 229.7 | 1048.5 | 47539.7 | 2305.7 | 136497.1 | 0.34828 | 0.48283 | 0.037646
2023-03 | ISNE | 459.2 | 18030 | 3501.9 | 0 | 7712.7 | 7459.5 | 322.4 | 37485.7 | 0.199 | 0.48098 | 0.09342
2023-03 | MISO | 52675.8 | 82659.7 | 12269 | 458.8 | 8232.6 | 40063.9 | 78.4 | 196438.2 | 0.20395 | 0.42079 | 0.062457
2023-03 | NYIS | 0 | 26324.4 | 3398.4 | 0 | 4241.1 | 9424.1 | 176.8 | 43564.8 | 0.21632 | 0.60426 | 0.078008
2023-03 | PJM | 44202 | 105017.1 | 34466.6 | 11.2 | 8889.9 | 26827.8 | 324.1 | 219738.7 | 0.12209 | 0.47792 | 0.15685
2023-03 | SWPP | 21367.2 | 35766.4 | 2097.3 | 62 | 2731.1 | 35163.1 | 27.9 | 97215 | 0.3617 | 0.36791 | 0.021574
2023-04 | CISO | 62.5 | 32700.3 | 2323 | 66.7 | 1447.6 | 34118.5 | 5003.2 | 75721.8 | 0.45058 | 0.43185 | 0.030678
2023-04 | ERCO | 14329.7 | 65906.4 | 5138.6 | 229.7 | 1048.5 | 47539.7 | 2305.7 | 136498.3 | 0.34828 | 0.48284 | 0.037646
2023-04 | ISNE | 459.2 | 18030 | 3501.9 | 0 | 7712.7 | 7467.5 | 331.4 | 37502.7 | 0.19912 | 0.48077 | 0.093377
2023-04 | MISO | 52675.8 | 82659.7 | 12269 | 489.8 | 8232.6 | 40380.5 | 78.4 | 196785.8 | 0.2052 | 0.42005 | 0.062347
2023-04 | NYIS | 0 | 26324.4 | 3398.4 | 0 | 4241.1 | 9425.6 | 176.8 | 43566.3 | 0.21635 | 0.60424 | 0.078005
2023-04 | PJM | 44202 | 106082.1 | 34466.6 | 11.2 | 8889.9 | 26863.9 | 324.1 | 220839.8 | 0.12164 | 0.48036 | 0.15607
2023-04 | SWPP | 21367.2 | 35766.4 | 2097.3 | 62 | 2731.1 | 35193.1 | 27.9 | 97245 | 0.3619 | 0.3678 | 0.021567
2023-05 | CISO | 62.5 | 32700.3 | 2323 | 66.7 | 1447.6 | 34226.7 | 5083.2 | 75910 | 0.45089 | 0.43078 | 0.030602
2023-05 | ERCO | 14329.7 | 66351 | 5138.6 | 229.7 | 1048.5 | 48272.1 | 2325.5 | 137695.1 | 0.35057 | 0.48187 | 0.037319
2023-05 | ISNE | 459.2 | 18030 | 3501.9 | 0 | 7693.7 | 7497.7 | 351.2 | 37533.7 | 0.19976 | 0.48037 | 0.0933
2023-05 | MISO | 52131.8 | 82659.7 | 12269 | 489.8 | 8208.6 | 40383.5 | 78.4 | 196220.8 | 0.20581 | 0.42126 | 0.062527
2023-05 | NYIS | 0 | 25796.6 | 3398.4 | 0 | 4241.1 | 9533.6 | 196.8 | 43166.5 | 0.22086 | 0.59761 | 0.078728
2023-05 | PJM | 43149.1 | 105200.1 | 34466.6 | 11.2 | 8889.9 | 27125.3 | 336.1 | 219178.3 | 0.12376 | 0.47997 | 0.15725
2023-05 | SWPP | 21367.2 | 35766.4 | 2097.3 | 62 | 2731.1 | 35195.9 | 27.9 | 97247.8 | 0.36192 | 0.36779 | 0.021567
2023-06 | CISO | 62.5 | 32700.3 | 2323 | 66.7 | 1447.6 | 34197 | 5564.2 | 76361.3 | 0.44783 | 0.42823 | 0.030421
2023-06 | ERCO | 14329.7 | 66276 | 5138.6 | 229.7 | 1048.5 | 48272.1 | 2453 | 137747.6 | 0.35044 | 0.48114 | 0.037304
2023-06 | ISNE | 459.2 | 18030 | 3501.9 | 0 | 7526.3 | 7504.2 | 351.2 | 37372.8 | 0.20079 | 0.48244 | 0.093702
2023-06 | MISO | 51334 | 82583.4 | 12269 | 489.8 | 8208.6 | 40880.6 | 78.4 | 195843.8 | 0.20874 | 0.42168 | 0.062647
2023-06 | NYIS | 0 | 25796.6 | 3398.4 | 0 | 4241.1 | 9555.8 | 196.8 | 43188.7 | 0.22126 | 0.5973 | 0.078687
2023-06 | PJM | 41455.1 | 106068.9 | 34466.6 | 11.2 | 8888.2 | 27447.3 | 356.1 | 218693.4 | 0.12551 | 0.48501 | 0.1576
2023-06 | SWPP | 21367.2 | 35766.4 | 2097.3 | 62 | 2734.1 | 35196.9 | 27.9 | 97251.8 | 0.36192 | 0.36777 | 0.021566
2023-07 | CISO | 62.5 | 32700.3 | 2323 | 66.7 | 1447.6 | 34688.2 | 6132 | 77420.3 | 0.44805 | 0.42237 | 0.030005
2023-07 | ERCO | 14329.7 | 66276 | 5138.6 | 229.7 | 1048.5 | 48977.3 | 2804.8 | 138804.6 | 0.35285 | 0.47748 | 0.03702
2023-07 | ISNE | 459.2 | 18030 | 3501.9 | 0 | 7526.3 | 7526.8 | 353.2 | 37397.4 | 0.20127 | 0.48212 | 0.09364
2023-07 | MISO | 51334 | 82715 | 12269 | 489.8 | 8208.6 | 40922 | 78.4 | 196016.8 | 0.20877 | 0.42198 | 0.062592
2023-07 | NYIS | 0 | 25796.6 | 3398.4 | 0 | 4241.1 | 9572.3 | 216.8 | 43225.2 | 0.22145 | 0.5968 | 0.078621
2023-07 | PJM | 40763.1 | 106068.9 | 34466.6 | 11.2 | 8888.2 | 27620.6 | 356.1 | 218174.7 | 0.1266 | 0.48616 | 0.15798
2023-07 | SWPP | 21367.2 | 35766.4 | 2097.3 | 62 | 2734.1 | 35196.9 | 27.9 | 97251.8 | 0.36192 | 0.36777 | 0.021566
2023-08 | CISO | 62.5 | 32700.3 | 2323 | 66.7 | 1447.6 | 34803.8 | 6419 | 77822.9 | 0.44722 | 0.42019 | 0.02985
2023-08 | ERCO | 14329.7 | 66276 | 5138.6 | 229.7 | 1048.5 | 49134.8 | 2994.8 | 139152.1 | 0.3531 | 0.47628 | 0.036928
2023-08 | ISNE | 459.2 | 18030 | 3501.9 | 0 | 7526.3 | 7540.1 | 353.2 | 37410.7 | 0.20155 | 0.48195 | 0.093607
2023-08 | MISO | 51334 | 82715 | 12269 | 489.8 | 8207.8 | 40981.3 | 82 | 196078.9 | 0.209 | 0.42185 | 0.062572
2023-08 | NYIS | 0 | 25796.6 | 3398.4 | 0 | 4241.1 | 9595.8 | 216.8 | 43248.7 | 0.22187 | 0.59647 | 0.078578
2023-08 | PJM | 40103.1 | 106068.9 | 34466.6 | 11.2 | 8895 | 27901.1 | 356.1 | 217802 | 0.1281 | 0.487 | 0.15825
2023-08 | SWPP | 21367.2 | 35766.4 | 2097.3 | 62 | 2734.1 | 35216.9 | 27.9 | 97271.8 | 0.36205 | 0.3677 | 0.021561
2023-09 | CISO | 62.5 | 32700.3 | 2323 | 66.7 | 1447.6 | 35329.1 | 6806 | 78735.2 | 0.44871 | 0.41532 | 0.029504
2023-09 | ERCO | 14329.7 | 66276 | 5138.6 | 229.7 | 1048.5 | 49134.8 | 3114.8 | 139272.1 | 0.3528 | 0.47587 | 0.036896
2023-09 | ISNE | 459.2 | 18030 | 3501.9 | 0 | 7526.3 | 7557.3 | 357.2 | 37431.9 | 0.20189 | 0.48167 | 0.093554
2023-09 | MISO | 51334 | 82715 | 12269 | 489.8 | 8206.1 | 40984.3 | 82 | 196080.2 | 0.20902 | 0.42184 | 0.062571
2023-09 | NYIS | 0 | 25796.6 | 3398.4 | 0 | 4241.1 | 9614 | 227.3 | 43277.4 | 0.22215 | 0.59608 | 0.078526
2023-09 | PJM | 40103.1 | 104750.1 | 34466.6 | 11.2 | 8895 | 28200.1 | 356.1 | 216782.2 | 0.13008 | 0.4832 | 0.15899
2023-09 | SWPP | 21367.2 | 35773.5 | 2097.3 | 62 | 2738 | 35296.9 | 27.9 | 97362.8 | 0.36253 | 0.36742 | 0.021541
2023-10 | CISO | 62.5 | 32700.3 | 2323 | 66.7 | 1447.6 | 35717.8 | 6975 | 79292.9 | 0.45045 | 0.4124 | 0.029296
2023-10 | ERCO | 14329.7 | 66277.2 | 5138.6 | 229.7 | 1048.5 | 50012.1 | 3196.2 | 140232 | 0.35664 | 0.47263 | 0.036644
2023-10 | ISNE | 459.2 | 18030 | 3501.9 | 0 | 7526.3 | 7581.2 | 357.2 | 37455.8 | 0.2024 | 0.48137 | 0.093494
2023-10 | MISO | 50803.6 | 82708.8 | 12269 | 489.8 | 8206.1 | 41506.8 | 82 | 196066.1 | 0.2117 | 0.42184 | 0.062576
2023-10 | NYIS | 0 | 25796.6 | 3398.4 | 0 | 4241.1 | 9731.8 | 229.3 | 43397.2 | 0.22425 | 0.59443 | 0.078309
2023-10 | PJM | 40103.1 | 104750.1 | 34466.6 | 11.2 | 8884 | 28395.7 | 356.1 | 216966.8 | 0.13088 | 0.48279 | 0.15886
2023-10 | SWPP | 21367.2 | 35773.5 | 2097.3 | 62 | 2738 | 35694.9 | 27.9 | 97760.8 | 0.36512 | 0.36593 | 0.021453
2023-11 | CISO | 62.5 | 32695.7 | 2323 | 66.7 | 1450.4 | 35728.6 | 7373.8 | 79700.7 | 0.44828 | 0.41023 | 0.029147
2023-11 | ERCO | 14329.7 | 66284 | 5138.6 | 229.7 | 1048.5 | 50301.7 | 3206.2 | 140538.4 | 0.35792 | 0.47164 | 0.036564
2023-11 | ISNE | 459.2 | 18023.3 | 3501.9 | 0 | 7526.3 | 7638.8 | 357.2 | 37506.7 | 0.20366 | 0.48054 | 0.093367
2023-11 | MISO | 50803.6 | 82708.8 | 12269 | 489.8 | 8192.1 | 41721.5 | 82 | 196266.8 | 0.21258 | 0.42141 | 0.062512
2023-11 | NYIS | 0 | 25796.6 | 3398.4 | 0 | 4240.6 | 9777.8 | 229.3 | 43442.7 | 0.22507 | 0.59381 | 0.078227
2023-11 | PJM | 40103.1 | 104750.1 | 34466.6 | 11.2 | 8894.8 | 28663.1 | 376.1 | 217265 | 0.13193 | 0.48213 | 0.15864
2023-11 | SWPP | 21367.2 | 35773.5 | 2097.3 | 62 | 2738 | 35699.3 | 27.9 | 97765.2 | 0.36515 | 0.36591 | 0.021452
2023-12 | CISO | 62.5 | 31874.3 | 2323 | 66.7 | 1450.4 | 36628 | 8055.8 | 80460.7 | 0.45523 | 0.39615 | 0.028871
2023-12 | ERCO | 14329.7 | 66284 | 5138.6 | 229.7 | 1038.9 | 52134.4 | 3819.4 | 142974.7 | 0.36464 | 0.46361 | 0.035941
2023-12 | ISNE | 459.2 | 18023.3 | 3501.9 | 0 | 7524.7 | 7741.7 | 371.2 | 37622 | 0.20578 | 0.47906 | 0.093081
2023-12 | MISO | 50038.3 | 82670.8 | 12269 | 489.8 | 8192.1 | 43428.1 | 81.5 | 197169.6 | 0.22026 | 0.41929 | 0.062226
2023-12 | NYIS | 0 | 25796.3 | 3398.4 | 0 | 4240.6 | 9919.7 | 229.3 | 43584.3 | 0.2276 | 0.59187 | 0.077973
2023-12 | PJM | 40103.1 | 104741.5 | 34466.6 | 11.2 | 8879.2 | 30598 | 376.1 | 219175.7 | 0.1396 | 0.47789 | 0.15726
2023-12 | SWPP | 21367.2 | 35773.5 | 2097.3 | 62 | 2734.9 | 36643.5 | 26.7 | 98705.1 | 0.37124 | 0.36243 | 0.021248
2024-01 | CISO | 55 | 31920.8 | 2323 | 62.7 | 1458 | 35999.2 | 8092.7 | 79911.4 | 0.45049 | 0.39945 | 0.02907
2024-01 | ERCO | 14329.7 | 66517.4 | 5138.6 | 229.7 | 1038.9 | 53237.8 | 4039.7 | 144531.8 | 0.36835 | 0.46023 | 0.035553
2024-01 | ISNE | 459.2 | 18468 | 3501.9 | 0 | 7109.1 | 8195 | 386.1 | 38119.3 | 0.21498 | 0.48448 | 0.091867
2024-01 | MISO | 49555.4 | 83083.2 | 12269 | 491.7 | 7901.2 | 43744.5 | 87.7 | 197132.7 | 0.2219 | 0.42146 | 0.062237
2024-01 | NYIS | 0 | 25759.2 | 3398.4 | 0 | 4309.7 | 9708.2 | 225.3 | 43400.8 | 0.22369 | 0.59352 | 0.078303
2024-01 | PJM | 40103.1 | 105373.8 | 34466.6 | 11.2 | 8606.7 | 30932.1 | 376.3 | 219869.8 | 0.14068 | 0.47926 | 0.15676
2024-01 | SWPP | 20999.3 | 35494.1 | 2097.3 | 62 | 2730.2 | 37081.2 | 28.5 | 98492.6 | 0.37649 | 0.36037 | 0.021294
2024-02 | CISO | 55 | 31920.8 | 2323 | 62.7 | 1458 | 35997.7 | 8092.7 | 79909.9 | 0.45048 | 0.39946 | 0.02907
2024-02 | ERCO | 14329.7 | 66517.4 | 5138.6 | 229.7 | 1038.9 | 53537.8 | 4049.6 | 144841.7 | 0.36963 | 0.45924 | 0.035477
2024-02 | ISNE | 459.2 | 18468 | 3501.9 | 0 | 7109.1 | 8203.2 | 386.1 | 38127.5 | 0.21515 | 0.48437 | 0.091847
2024-02 | MISO | 49555.4 | 83075.7 | 12269 | 491.7 | 7899.1 | 43765.3 | 87.7 | 197143.9 | 0.222 | 0.4214 | 0.062234
2024-02 | NYIS | 0 | 25759.2 | 3398.4 | 0 | 4309.7 | 9791.4 | 225.3 | 43484 | 0.22517 | 0.59238 | 0.078153
2024-02 | PJM | 40103.1 | 105373.8 | 34466.6 | 11.2 | 8606.7 | 31047.6 | 402.3 | 220011.3 | 0.14112 | 0.47895 | 0.15666
2024-02 | SWPP | 20999.3 | 35494.1 | 2097.3 | 62 | 2732.2 | 37282.7 | 28.5 | 98696.1 | 0.37775 | 0.35963 | 0.02125
2024-03 | CISO | 55 | 31919.6 | 2323 | 62.7 | 1458 | 36468 | 8496.7 | 80783 | 0.45143 | 0.39513 | 0.028756
2024-03 | ERCO | 14329.7 | 66517.4 | 5138.6 | 229.7 | 1038.9 | 53937.8 | 4298.5 | 145490.6 | 0.37073 | 0.45719 | 0.035319
2024-03 | ISNE | 459.2 | 18468 | 3501.9 | 0 | 7109.1 | 8235.2 | 386.1 | 38159.5 | 0.21581 | 0.48397 | 0.09177
2024-03 | MISO | 49555.4 | 82630.2 | 12269 | 491.7 | 7898.1 | 44016.6 | 87.7 | 196948.7 | 0.22349 | 0.41955 | 0.062295
2024-03 | NYIS | 0 | 25759.2 | 3398.4 | 0 | 4288.4 | 9826.6 | 225.3 | 43497.9 | 0.22591 | 0.59219 | 0.078128
2024-03 | PJM | 40103.1 | 105370.8 | 34466.6 | 11.2 | 8609.9 | 31187.8 | 402.3 | 220151.7 | 0.14167 | 0.47863 | 0.15656
2024-03 | SWPP | 20999.3 | 35494.1 | 2097.3 | 62 | 2735.2 | 37282.7 | 28.5 | 98699.1 | 0.37774 | 0.35962 | 0.021249
2024-04 | CISO | 55 | 31919.6 | 2323 | 62.7 | 1422.4 | 36476.5 | 8888.9 | 81148.1 | 0.44951 | 0.39335 | 0.028627
2024-04 | ERCO | 14329.7 | 66518.6 | 5138.6 | 229.7 | 1038.9 | 54901 | 4541.8 | 146698.3 | 0.37424 | 0.45344 | 0.035028
2024-04 | ISNE | 459.2 | 18468 | 3501.9 | 0 | 7109.1 | 8242.2 | 386.1 | 38166.5 | 0.21595 | 0.48388 | 0.091753
2024-04 | MISO | 49555.4 | 82553.7 | 12269 | 491.7 | 7897.3 | 44440 | 87.7 | 197294.8 | 0.22525 | 0.41843 | 0.062186
2024-04 | NYIS | 0 | 25759.2 | 3398.4 | 0 | 4288.4 | 9870.7 | 225.3 | 43542 | 0.22669 | 0.59159 | 0.078049
2024-04 | PJM | 39443.1 | 105371.8 | 34466.6 | 11.2 | 8609.9 | 31342.5 | 402.3 | 219647.4 | 0.14269 | 0.47973 | 0.15692
2024-04 | SWPP | 20999.3 | 35494.1 | 2097.3 | 62 | 2735.2 | 37282.7 | 28.5 | 98699.1 | 0.37774 | 0.35962 | 0.021249
2024-05 | CISO | 55 | 31911.8 | 2323 | 62.7 | 1422.4 | 36844 | 9246.3 | 81865.2 | 0.45006 | 0.38981 | 0.028376
2024-05 | ERCO | 14329.7 | 66569.8 | 5138.6 | 229.7 | 1038.9 | 55107.3 | 4541.8 | 146955.8 | 0.37499 | 0.45299 | 0.034967
2024-05 | ISNE | 459.2 | 18468 | 3501.9 | 0 | 7109.1 | 8242.2 | 387.1 | 38167.5 | 0.21595 | 0.48387 | 0.091751
2024-05 | MISO | 48957 | 82482.7 | 12269 | 491.7 | 7892.8 | 45146.4 | 132.7 | 197372.3 | 0.22874 | 0.4179 | 0.062162
2024-05 | NYIS | 0 | 25759.2 | 3398.4 | 0 | 4287.4 | 9937.5 | 234.3 | 43616.8 | 0.22784 | 0.59058 | 0.077915
2024-05 | PJM | 39443.1 | 105371.8 | 34466.6 | 11.2 | 8599.1 | 31661 | 402.3 | 219955.1 | 0.14394 | 0.47906 | 0.1567
2024-05 | SWPP | 20999.3 | 35494.1 | 2097.3 | 62 | 2728.3 | 37485.7 | 28.5 | 98895.2 | 0.37904 | 0.35891 | 0.021207
2024-06 | CISO | 55 | 31909.7 | 2323 | 62.7 | 1422.4 | 37307 | 9532.4 | 82612.2 | 0.45159 | 0.38626 | 0.028119
2024-06 | ERCO | 14329.7 | 66935.2 | 5138.6 | 229.7 | 1038.9 | 55857.3 | 4969.5 | 148498.9 | 0.37615 | 0.45075 | 0.034604
2024-06 | ISNE | 459.2 | 16723.6 | 3501.9 | 0 | 7109.1 | 8256.5 | 387.1 | 36437.4 | 0.22659 | 0.45897 | 0.096107
2024-06 | MISO | 48957 | 82134.2 | 12269 | 491.7 | 7887.4 | 45150.4 | 132.7 | 197022.4 | 0.22916 | 0.41688 | 0.062272
2024-06 | NYIS | 0 | 25759.2 | 3398.4 | 0 | 4287.4 | 9988.6 | 234.3 | 43667.9 | 0.22874 | 0.58989 | 0.077824
2024-06 | PJM | 39214.1 | 105216.8 | 34466.6 | 11.2 | 8475.3 | 32070.1 | 402.3 | 219856.4 | 0.14587 | 0.47857 | 0.15677
2024-06 | SWPP | 20999.3 | 35498.3 | 2097.3 | 62 | 2734.3 | 37485.7 | 28.5 | 98905.4 | 0.37901 | 0.35891 | 0.021205
2024-07 | CISO | 55 | 31908.6 | 2323 | 62.7 | 1410.9 | 37319.4 | 9925.4 | 83005 | 0.4496 | 0.38442 | 0.027986
2024-07 | ERCO | 14329.7 | 66936.4 | 5138.6 | 229.7 | 1038.9 | 56467.6 | 5232 | 149372.9 | 0.37803 | 0.44812 | 0.034401
2024-07 | ISNE | 459.2 | 16788.6 | 3501.9 | 0 | 7109.1 | 8379.6 | 387.1 | 36625.5 | 0.22879 | 0.45839 | 0.095614
2024-07 | MISO | 48957 | 82222.6 | 12269 | 491.7 | 7887.4 | 45630.7 | 132.7 | 197591.1 | 0.23093 | 0.41613 | 0.062093
2024-07 | NYIS | 0 | 25759.2 | 3398.4 | 0 | 4287.4 | 10132.4 | 234.3 | 43811.7 | 0.23127 | 0.58795 | 0.077568
2024-07 | PJM | 39214.1 | 105218.8 | 34466.6 | 11.2 | 8415.3 | 32095.8 | 402.3 | 219824.1 | 0.14601 | 0.47865 | 0.15679
2024-07 | SWPP | 20999.3 | 35498.3 | 2097.3 | 62 | 2734.3 | 37484.5 | 28.5 | 98904.2 | 0.379 | 0.35892 | 0.021205
2024-08 | CISO | 55 | 31908.6 | 2323 | 62.7 | 1410.9 | 37328.8 | 10580.7 | 83669.7 | 0.44614 | 0.38136 | 0.027764
2024-08 | ERCO | 14329.7 | 66936.4 | 5138.6 | 229.7 | 1038.9 | 57471.3 | 5830.4 | 150975 | 0.38067 | 0.44336 | 0.034036
2024-08 | ISNE | 459.2 | 16788.6 | 3501.9 | 0 | 7109.1 | 8390.1 | 398.6 | 36647.5 | 0.22894 | 0.45811 | 0.095556
2024-08 | MISO | 48957 | 82222.6 | 12269 | 491.7 | 7887.4 | 45916.5 | 132.7 | 197876.9 | 0.23205 | 0.41552 | 0.062003
2024-08 | NYIS | 0 | 25759.2 | 3398.4 | 0 | 4287 | 10243.1 | 229.5 | 43917.2 | 0.23324 | 0.58654 | 0.077382
2024-08 | PJM | 39214.1 | 105221.3 | 34466.6 | 11.2 | 8415.3 | 32170.4 | 402.3 | 219901.2 | 0.14629 | 0.47849 | 0.15674
2024-08 | SWPP | 20999.3 | 35498.3 | 2097.3 | 62 | 2727.7 | 37484.5 | 28.5 | 98897.6 | 0.37902 | 0.35894 | 0.021207
2024-09 | CISO | 55 | 31908.6 | 2323 | 62.7 | 1410.9 | 37336.5 | 10822.7 | 83919.4 | 0.44491 | 0.38023 | 0.027681
2024-09 | ERCO | 14329.7 | 66936.4 | 5138.6 | 229.7 | 1038.9 | 58459.8 | 6277.3 | 152410.4 | 0.38357 | 0.43919 | 0.033716
2024-09 | ISNE | 459.2 | 16788.6 | 3501.9 | 0 | 7109.1 | 8413 | 399.6 | 36671.4 | 0.22942 | 0.45781 | 0.095494
2024-09 | MISO | 48957 | 82227.3 | 12269 | 491.7 | 7878.4 | 46499.3 | 132.7 | 198455.4 | 0.23431 | 0.41434 | 0.061822
2024-09 | NYIS | 0 | 25759.2 | 3398.4 | 0 | 4287 | 10262.5 | 232.5 | 43939.6 | 0.23356 | 0.58624 | 0.077343
2024-09 | PJM | 39214.1 | 105224.5 | 34466.6 | 11.2 | 8413.5 | 32414.7 | 404.8 | 220149.4 | 0.14724 | 0.47797 | 0.15656
2024-09 | SWPP | 20999.3 | 35498.3 | 2097.3 | 62 | 2727.7 | 37489.5 | 28.5 | 98902.6 | 0.37905 | 0.35892 | 0.021206
2024-10 | CISO | 55 | 31816.6 | 2323 | 62.7 | 1410.9 | 37517.1 | 11005.7 | 84191 | 0.44562 | 0.37791 | 0.027592
2024-10 | ERCO | 14329.7 | 67178.4 | 5138.6 | 229.7 | 1038.9 | 59911.8 | 6653.2 | 154480.3 | 0.38783 | 0.43487 | 0.033264
2024-10 | ISNE | 459.2 | 16703.6 | 3501.9 | 0 | 7109.1 | 8417 | 399.6 | 36590.4 | 0.23003 | 0.4565 | 0.095705
2024-10 | MISO | 47715 | 82150.8 | 12269 | 491.7 | 7878.4 | 47093.2 | 132.7 | 197730.8 | 0.23817 | 0.41547 | 0.062049
2024-10 | NYIS | 0 | 25759 | 3398.4 | 0 | 4287 | 10313.3 | 232.5 | 43990.2 | 0.23445 | 0.58556 | 0.077254
2024-10 | PJM | 39214.1 | 105224.5 | 34466.6 | 11.2 | 8413.5 | 32512.7 | 393.8 | 220236.4 | 0.14763 | 0.47778 | 0.1565
2024-10 | SWPP | 20999.3 | 35454.6 | 2097.3 | 62 | 2727.7 | 37489.5 | 28.5 | 98858.9 | 0.37922 | 0.35864 | 0.021215
2024-11 | CISO | 55 | 31864.6 | 2323 | 62.7 | 1348.9 | 37555.9 | 11179.2 | 84389.3 | 0.44503 | 0.37759 | 0.027527
2024-11 | ERCO | 14329.7 | 67183.2 | 5138.6 | 229.7 | 1038.9 | 60458.8 | 6878.5 | 155257.4 | 0.38941 | 0.43272 | 0.033097
2024-11 | ISNE | 459.2 | 16703.6 | 3501.9 | 0 | 7109.1 | 8464 | 404 | 36641.8 | 0.23099 | 0.45586 | 0.095571
2024-11 | MISO | 47715 | 82147.4 | 12269 | 491.7 | 7876.9 | 48776.1 | 132.7 | 199408.8 | 0.2446 | 0.41195 | 0.061527
2024-11 | NYIS | 0 | 25759 | 3398.4 | 0 | 4287 | 10547.8 | 232.5 | 44224.7 | 0.2385 | 0.58246 | 0.076844
2024-11 | PJM | 39214.1 | 105224.5 | 34466.6 | 11.2 | 8413.5 | 33278.9 | 393.8 | 221002.6 | 0.15058 | 0.47612 | 0.15596
2024-11 | SWPP | 20999.3 | 35454.6 | 2097.3 | 62 | 2727.7 | 37489.5 | 28.5 | 98858.9 | 0.37922 | 0.35864 | 0.021215
2024-12 | CISO | 55 | 31863.5 | 2323 | 62.7 | 1324.9 | 38758.9 | 11657.1 | 86045.1 | 0.45045 | 0.37031 | 0.026997
2024-12 | ERCO | 14329.7 | 67184.4 | 5138.6 | 229.7 | 1014 | 61047.6 | 8057.5 | 157001.5 | 0.38883 | 0.42792 | 0.03273
2024-12 | ISNE | 459.2 | 16703.6 | 3501.9 | 0 | 7109.1 | 8610.6 | 405.5 | 36789.9 | 0.23405 | 0.45403 | 0.095186
2024-12 | MISO | 47715 | 81965.7 | 12269 | 491.7 | 7857.8 | 50572.2 | 141.7 | 201013.1 | 0.25159 | 0.40776 | 0.061036
2024-12 | NYIS | 0 | 25759 | 3398.4 | 0 | 4287 | 10686.6 | 240.5 | 44371.5 | 0.24084 | 0.58053 | 0.07659
2024-12 | PJM | 39214.1 | 105204.6 | 34466.6 | 11.2 | 8406.3 | 34588.6 | 418.8 | 222310.2 | 0.15559 | 0.47323 | 0.15504
2024-12 | SWPP | 20999.3 | 35370 | 2097.3 | 62 | 2723.4 | 38005.5 | 28.5 | 99286 | 0.38279 | 0.35624 | 0.021124
2025-01 | CISO | 55 | 31864.9 | 2323 | 62.7 | 1342.4 | 38801.4 | 11658.8 | 86108.2 | 0.45061 | 0.37006 | 0.026978
2025-01 | ERCO | 13321.7 | 67234.4 | 5138.6 | 210.5 | 1014 | 62196 | 8432.8 | 157548 | 0.39477 | 0.42676 | 0.032616
2025-01 | ISNE | 459.2 | 16703.6 | 3501.9 | 0 | 7439.1 | 8777.1 | 416.4 | 37297.3 | 0.23533 | 0.44785 | 0.093892
2025-01 | MISO | 46312.4 | 83375.8 | 12269 | 495.7 | 7857.4 | 51768 | 198 | 202276.3 | 0.25593 | 0.41219 | 0.060655
2025-01 | NYIS | 0 | 25755.4 | 3398.4 | 0 | 4287 | 10772.5 | 240.5 | 44453.8 | 0.24233 | 0.57937 | 0.076448
2025-01 | PJM | 39214.1 | 105204.8 | 34466.6 | 11.2 | 8405.2 | 35092.8 | 419.9 | 222814.6 | 0.1575 | 0.47216 | 0.15469
2025-01 | SWPP | 20999.3 | 35369.3 | 2097.3 | 62 | 2718 | 38085.2 | 28.5 | 99359.6 | 0.38331 | 0.35597 | 0.021108
2025-02 | CISO | 55 | 31864.9 | 2323 | 62.7 | 1342.4 | 39104.4 | 11898.8 | 86651.2 | 0.45129 | 0.36774 | 0.026809
2025-02 | ERCO | 13321.7 | 67234.4 | 5138.6 | 210.5 | 1014 | 62591.9 | 8642.7 | 158153.8 | 0.39577 | 0.42512 | 0.032491
2025-02 | ISNE | 459.2 | 16703.6 | 3501.9 | 0 | 7439.1 | 8916.9 | 416.4 | 37437.1 | 0.23818 | 0.44618 | 0.093541
2025-02 | MISO | 46312.4 | 83373.8 | 12269 | 495.7 | 7857.4 | 51880.4 | 212 | 202400.7 | 0.25633 | 0.41192 | 0.060617
2025-02 | NYIS | 0 | 25755.4 | 3398.4 | 0 | 4287 | 10789.4 | 250.5 | 44480.7 | 0.24256 | 0.57902 | 0.076402
2025-02 | PJM | 38768.6 | 105204.8 | 34466.6 | 11.2 | 8389.2 | 35214.1 | 419.9 | 222474.4 | 0.15828 | 0.47288 | 0.15492
2025-02 | SWPP | 20999.3 | 35369.3 | 2097.3 | 62 | 2718 | 38392.4 | 28.5 | 99666.8 | 0.38521 | 0.35488 | 0.021043
2025-03 | CISO | 55 | 31858.8 | 2323 | 62.7 | 1342.4 | 39141.1 | 11997.3 | 86780.3 | 0.45104 | 0.36712 | 0.026769
2025-03 | ERCO | 13321.7 | 67234.4 | 5138.6 | 275.7 | 1014 | 62991.9 | 8764.6 | 158740.9 | 0.39682 | 0.42355 | 0.032371
2025-03 | ISNE | 459.2 | 16703.6 | 3501.9 | 0 | 7439.1 | 8918.9 | 416.4 | 37439.1 | 0.23822 | 0.44615 | 0.093536
2025-03 | MISO | 46312.4 | 83373.8 | 12269 | 495.7 | 7856.1 | 52656.4 | 412 | 203375.4 | 0.25891 | 0.40995 | 0.060327
2025-03 | NYIS | 0 | 25755.4 | 3398.4 | 0 | 4287 | 10800.6 | 250.5 | 44491.9 | 0.24275 | 0.57888 | 0.076382
2025-03 | PJM | 38768.6 | 105204.8 | 34466.6 | 11.2 | 8389.2 | 35570.2 | 419.9 | 222830.5 | 0.15963 | 0.47213 | 0.15468
2025-03 | SWPP | 20639.3 | 35729.3 | 2097.3 | 62 | 2718 | 38414.5 | 28.5 | 99688.9 | 0.38534 | 0.35841 | 0.021038
2025-04 | CISO | 55 | 31858.8 | 2323 | 62.7 | 1345.4 | 39384 | 12512 | 87540.9 | 0.44989 | 0.36393 | 0.026536
2025-04 | ERCO | 13321.7 | 67234.4 | 5138.6 | 275.7 | 1014 | 63979.9 | 8764.6 | 159728.9 | 0.40055 | 0.42093 | 0.032171
2025-04 | ISNE | 459.2 | 16703.6 | 3501.9 | 0 | 7425.9 | 8924.2 | 416.4 | 37431.2 | 0.23842 | 0.44625 | 0.093556
2025-04 | MISO | 46312.4 | 83373.8 | 12269 | 495.7 | 7856.1 | 52868.1 | 412 | 203587.1 | 0.25968 | 0.40952 | 0.060264
2025-04 | NYIS | 0 | 25797.4 | 3398.4 | 0 | 4287 | 10817.9 | 250.5 | 44551.2 | 0.24282 | 0.57905 | 0.076281
2025-04 | PJM | 38768.6 | 105204.8 | 34466.6 | 11.2 | 8389.2 | 35793.1 | 419.9 | 223053.4 | 0.16047 | 0.47166 | 0.15452
2025-04 | SWPP | 20639.3 | 35842.1 | 2097.3 | 62 | 2718 | 38414.5 | 28.5 | 99801.7 | 0.38491 | 0.35913 | 0.021015
2025-05 | CISO | 55 | 31858.8 | 2323 | 62.7 | 1345.4 | 39388.3 | 13061.4 | 88094.6 | 0.44711 | 0.36164 | 0.026369
2025-05 | ERCO | 13321.7 | 67234.4 | 5138.6 | 275.7 | 1014 | 64443.1 | 9096.3 | 160523.8 | 0.40146 | 0.41884 | 0.032011
2025-05 | ISNE | 459.2 | 16703.6 | 3501.9 | 0 | 7425.9 | 8930.2 | 577.7 | 37598.5 | 0.23751 | 0.44426 | 0.093139
2025-05 | MISO | 46312.4 | 83428.1 | 12269 | 495.7 | 7629.3 | 53674.6 | 412 | 204221.1 | 0.26283 | 0.40852 | 0.060077
2025-05 | NYIS | 0 | 25797.4 | 3398.4 | 0 | 4287 | 10844.2 | 250.5 | 44577.5 | 0.24327 | 0.57871 | 0.076236
2025-05 | PJM | 38768.6 | 105179.4 | 34466.6 | 11.2 | 8389.2 | 35878.9 | 419.9 | 223113.8 | 0.16081 | 0.47142 | 0.15448
2025-05 | SWPP | 20639.3 | 35842.1 | 2097.3 | 62 | 2718 | 38605.5 | 198.5 | 100162.7 | 0.38543 | 0.35784 | 0.020939
2025-06 | CISO | 55 | 31858.8 | 2323 | 62.7 | 1349 | 39394.5 | 13563.4 | 88606.4 | 0.4446 | 0.35955 | 0.026217
2025-06 | ERCO | 13321.7 | 67234.4 | 5138.6 | 275.7 | 1014 | 65667.5 | 9827.9 | 162479.8 | 0.40416 | 0.4138 | 0.031626
2025-06 | ISNE | 459.2 | 16703.6 | 3501.9 | 0 | 7425.9 | 9006.6 | 582 | 37679.2 | 0.23903 | 0.44331 | 0.09294
2025-06 | MISO | 46312.4 | 83428.1 | 12269 | 495.7 | 7629.3 | 54368.9 | 616.9 | 205120.3 | 0.26506 | 0.40673 | 0.059814
2025-06 | NYIS | 0 | 25797.4 | 3398.4 | 0 | 4282.2 | 10864.7 | 260.5 | 44603.2 | 0.24359 | 0.57838 | 0.076192
2025-06 | PJM | 38768.6 | 104795.4 | 34466.6 | 11.2 | 8389.2 | 36074.2 | 419.9 | 222925.1 | 0.16182 | 0.47009 | 0.15461
2025-06 | SWPP | 20639.3 | 36615.8 | 2097.3 | 62 | 2718 | 38739.5 | 198.5 | 101070.4 | 0.38329 | 0.36228 | 0.020751
2025-07 | CISO | 55 | 31860.4 | 2323 | 62.7 | 1349 | 39566.8 | 13819.9 | 89036.8 | 0.44439 | 0.35783 | 0.02609
2025-07 | ERCO | 13321.7 | 67234.4 | 5138.6 | 275.7 | 1014 | 65929.6 | 10487.7 | 163401.7 | 0.40348 | 0.41147 | 0.031448
2025-07 | ISNE | 459.2 | 16703.6 | 3501.9 | 0 | 7425.9 | 9011.1 | 582 | 37683.7 | 0.23912 | 0.44326 | 0.092929
2025-07 | MISO | 46312.4 | 83428.1 | 12269 | 495.7 | 7629.3 | 54627.9 | 616.9 | 205379.3 | 0.26599 | 0.40621 | 0.059738
2025-07 | NYIS | 0 | 25797.4 | 3398.4 | 0 | 4282.2 | 10900.2 | 260.5 | 44638.7 | 0.24419 | 0.57792 | 0.076131
2025-07 | PJM | 38768.6 | 104793.4 | 34466.6 | 11.2 | 8389.2 | 36326.6 | 403.9 | 223159.5 | 0.16278 | 0.46959 | 0.15445
2025-07 | SWPP | 20279.3 | 36975.8 | 2097.3 | 62 | 2718 | 38739.5 | 198.5 | 101070.4 | 0.38329 | 0.36584 | 0.020751
2025-08 | CISO | 55 | 31860.4 | 2323 | 70.7 | 1349 | 39909.6 | 14479.6 | 90047.3 | 0.44321 | 0.35382 | 0.025798
2025-08 | ERCO | 13321.7 | 67414.4 | 5138.6 | 275.7 | 1014 | 66624.6 | 10767.7 | 164556.7 | 0.40487 | 0.40967 | 0.031227
2025-08 | ISNE | 459.2 | 16703.6 | 3501.9 | 0 | 7425.9 | 9016.1 | 587 | 37693.7 | 0.23919 | 0.44314 | 0.092904
2025-08 | MISO | 46312.4 | 83676.4 | 12269 | 495.7 | 7629.3 | 55239.2 | 616.9 | 206238.9 | 0.26784 | 0.40573 | 0.059489
2025-08 | NYIS | 0 | 25797.4 | 3398.4 | 0 | 4282.2 | 10920.2 | 262.5 | 44660.7 | 0.24451 | 0.57763 | 0.076094
2025-08 | PJM | 38768.6 | 104796 | 34466.6 | 11.2 | 8392.4 | 36366.2 | 403.9 | 223204.9 | 0.16293 | 0.46951 | 0.15442
2025-08 | SWPP | 20279.3 | 37221.5 | 2097.3 | 62 | 2718 | 38965 | 198.5 | 101541.6 | 0.38373 | 0.36656 | 0.020655
2025-09 | CISO | 55 | 31860.4 | 2323 | 70.7 | 1349 | 39916.6 | 14605.2 | 90179.9 | 0.44263 | 0.3533 | 0.02576
2025-09 | ERCO | 13321.7 | 67414.4 | 5138.6 | 275.7 | 1014 | 67479.6 | 11547.7 | 166191.7 | 0.40603 | 0.40564 | 0.03092
2025-09 | ISNE | 459.2 | 16703.6 | 3501.9 | 0 | 7412.4 | 9033.1 | 588 | 37698.2 | 0.23962 | 0.44309 | 0.092893
2025-09 | MISO | 46312.4 | 83676.4 | 12269 | 495.7 | 7629.3 | 55754.1 | 616.9 | 206753.8 | 0.26966 | 0.40472 | 0.059341
2025-09 | NYIS | 0 | 25797.4 | 3398.4 | 0 | 4284.7 | 10957.7 | 268.1 | 44706.3 | 0.2451 | 0.57704 | 0.076016
2025-09 | PJM | 38768.6 | 104796 | 34466.6 | 11.2 | 8392.4 | 36386.6 | 397.9 | 223219.3 | 0.16301 | 0.46948 | 0.15441
2025-09 | SWPP | 20279.3 | 37221.5 | 2097.3 | 62 | 2718 | 38965 | 198.5 | 101541.6 | 0.38373 | 0.36656 | 0.020655

## CAISO
Month | Renewable_MW | Gas_MW | Nuclear_MW | Coal_MW | Other_Fossil_MW | Storage_MW | Other_MW | Total_MW | Renewable_Share | Gas_Share | Nuclear_Share
2020-01 | 28798.8 | 30912.9 | 2323 | 62.5 | 1586.5 | 199 | 99.7 | 63982.4 | 0.4501 | 0.4831 | 0.0363
2020-02 | 28775 | 32269.1 | 2323 | 62.5 | 1586.5 | 200.5 | 99.7 | 65316.3 | 0.4405 | 0.494 | 0.0356
2020-03 | 28762.1 | 32269.1 | 2323 | 62.5 | 1586.5 | 201.1 | 99.7 | 65304 | 0.4404 | 0.4941 | 0.0356
2020-04 | 28795.6 | 32269.1 | 2323 | 62.5 | 1586.5 | 207.1 | 99.7 | 65343.5 | 0.4407 | 0.4938 | 0.0356
2020-05 | 28940.8 | 32269.1 | 2323 | 62.5 | 1587.5 | 207.1 | 99.7 | 65489.7 | 0.4419 | 0.4927 | 0.0355
2020-06 | 28990.8 | 32269.1 | 2323 | 62.5 | 1587.5 | 208.1 | 99.7 | 65540.7 | 0.4423 | 0.4924 | 0.0354
2020-07 | 28995.2 | 32410.1 | 2323 | 62.5 | 1587.5 | 458.5 | 99.7 | 65936.5 | 0.4397 | 0.4915 | 0.0352
2020-08 | 28999.9 | 32410.1 | 2323 | 62.5 | 1587.5 | 478.5 | 99.7 | 65961.2 | 0.4397 | 0.4914 | 0.0352
2020-09 | 29004.9 | 32410.1 | 2323 | 62.5 | 1587.5 | 478.5 | 99.7 | 65966.2 | 0.4397 | 0.4913 | 0.0352
2020-10 | 29004.9 | 32410.1 | 2323 | 62.5 | 1598.5 | 478.5 | 99.7 | 65977.2 | 0.4396 | 0.4912 | 0.0352
2020-11 | 29295.4 | 32407.8 | 2323 | 62.5 | 1598.5 | 479.5 | 99.7 | 66266.4 | 0.4421 | 0.4891 | 0.0351
2020-12 | 30160.5 | 32404.8 | 2323 | 62.5 | 1512 | 479.8 | 99.7 | 67042.3 | 0.4499 | 0.4833 | 0.0346
2021-01 | 30401.3 | 32462.7 | 2323 | 62.5 | 1483.7 | 604.3 | 100.7 | 67438.2 | 0.4508 | 0.4814 | 0.0344
2021-02 | 30444.6 | 32462.7 | 2323 | 62.5 | 1483.7 | 614.3 | 100.7 | 67491.5 | 0.4511 | 0.481 | 0.0344
2021-03 | 30624.8 | 32462.7 | 2323 | 62.5 | 1483.7 | 729.9 | 100.7 | 67787.3 | 0.4518 | 0.4789 | 0.0343
2021-04 | 30693.5 | 32459.2 | 2323 | 62.5 | 1483.7 | 843.4 | 100.7 | 67966 | 0.4516 | 0.4776 | 0.0342
2021-05 | 30693.5 | 32456.2 | 2323 | 62.5 | 1483.7 | 1358.4 | 100.7 | 68478 | 0.4482 | 0.474 | 0.0339
2021-06 | 30864.4 | 32455.1 | 2323 | 62.5 | 1485.1 | 1473.4 | 100.7 | 68764.2 | 0.4488 | 0.472 | 0.0338
2021-07 | 30939.7 | 32452.3 | 2323 | 62.5 | 1485.1 | 1698.5 | 100.7 | 69061.8 | 0.448 | 0.4699 | 0.0336
2021-08 | 30949.2 | 32452.3 | 2323 | 62.5 | 1485.1 | 1743.5 | 100.7 | 69116.3 | 0.4478 | 0.4695 | 0.0336
2021-09 | 31286 | 32453.3 | 2323 | 62.5 | 1490.1 | 1843.5 | 100.7 | 69559.1 | 0.4498 | 0.4666 | 0.0334
2021-10 | 31201.4 | 32450.5 | 2323 | 62.5 | 1492.1 | 1938.5 | 100.7 | 69568.7 | 0.4485 | 0.4665 | 0.0334
2021-11 | 31363.1 | 32450.5 | 2323 | 62.5 | 1492.1 | 2163.5 | 100.7 | 69955.4 | 0.4483 | 0.4639 | 0.0332
2021-12 | 31918.4 | 32450.5 | 2323 | 62.5 | 1492.1 | 2273.1 | 100.7 | 70620.3 | 0.452 | 0.4595 | 0.0329
2022-01 | 31885.5 | 32533.4 | 2323 | 62.5 | 1503.8 | 2415 | 100.7 | 70823.9 | 0.4502 | 0.4594 | 0.0328
2022-02 | 32107.8 | 32533.4 | 2323 | 62.5 | 1503.8 | 2481.5 | 100.7 | 71112.7 | 0.4515 | 0.4575 | 0.0327
2022-03 | 32396.7 | 32533.4 | 2323 | 62.5 | 1503.8 | 2562 | 100.7 | 71482.1 | 0.4532 | 0.4551 | 0.0325
2022-04 | 32515.5 | 32533.4 | 2323 | 62.5 | 1503.8 | 3174.5 | 100.7 | 72213.4 | 0.4503 | 0.4505 | 0.0322
2022-05 | 32533.9 | 32532.3 | 2323 | 62.5 | 1503.8 | 3178.4 | 100.7 | 72234.6 | 0.4504 | 0.4504 | 0.0322
2022-06 | 32783.9 | 32532.3 | 2323 | 62.5 | 1506 | 3353.4 | 66.7 | 72627.8 | 0.4514 | 0.4479 | 0.032
2022-07 | 32828.3 | 32532.3 | 2323 | 62.5 | 1510 | 3426.4 | 66.7 | 72749.2 | 0.4513 | 0.4472 | 0.0319
2022-08 | 33123.1 | 32600.7 | 2323 | 62.5 | 1510 | 3812.4 | 66.7 | 73498.4 | 0.4507 | 0.4436 | 0.0316
2022-09 | 33130.2 | 32600.7 | 2323 | 62.5 | 1504 | 4295.3 | 66.7 | 73982.4 | 0.4478 | 0.4407 | 0.0314
2022-10 | 33230.9 | 32600.7 | 2323 | 62.5 | 1504 | 4665.3 | 66.7 | 74453.1 | 0.4463 | 0.4379 | 0.0312
2022-11 | 33562 | 32600.7 | 2323 | 62.5 | 1504 | 4665.3 | 66.7 | 74784.2 | 0.4488 | 0.4359 | 0.0311
2022-12 | 34006.9 | 32604.8 | 2323 | 62.5 | 1498.5 | 4818.3 | 66.7 | 75380.7 | 0.4511 | 0.4325 | 0.0308
2023-01 | 34107 | 32698.8 | 2323 | 62.5 | 1447.6 | 4947.2 | 66.7 | 75652.8 | 0.4508 | 0.4322 | 0.0307
2023-02 | 34107 | 32700.3 | 2323 | 62.5 | 1447.6 | 4947.2 | 66.7 | 75654.3 | 0.4508 | 0.4322 | 0.0307
2023-03 | 34116.5 | 32700.3 | 2323 | 62.5 | 1447.6 | 5003.2 | 66.7 | 75719.8 | 0.4506 | 0.4319 | 0.0307
2023-04 | 34118.5 | 32700.3 | 2323 | 62.5 | 1447.6 | 5003.2 | 66.7 | 75721.8 | 0.4506 | 0.4318 | 0.0307
2023-05 | 34226.7 | 32700.3 | 2323 | 62.5 | 1447.6 | 5083.2 | 66.7 | 75910 | 0.4509 | 0.4308 | 0.0306
2023-06 | 34197 | 32700.3 | 2323 | 62.5 | 1447.6 | 5564.2 | 66.7 | 76361.3 | 0.4478 | 0.4282 | 0.0304
2023-07 | 34688.2 | 32700.3 | 2323 | 62.5 | 1447.6 | 6132 | 66.7 | 77420.3 | 0.4481 | 0.4224 | 0.03
2023-08 | 34803.8 | 32700.3 | 2323 | 62.5 | 1447.6 | 6419 | 66.7 | 77822.9 | 0.4472 | 0.4202 | 0.0298
2023-09 | 35329.1 | 32700.3 | 2323 | 62.5 | 1447.6 | 6806 | 66.7 | 78735.2 | 0.4487 | 0.4153 | 0.0295
2023-10 | 35717.8 | 32700.3 | 2323 | 62.5 | 1447.6 | 6975 | 66.7 | 79292.9 | 0.4505 | 0.4124 | 0.0293
2023-11 | 35728.6 | 32695.7 | 2323 | 62.5 | 1450.4 | 7373.8 | 66.7 | 79700.7 | 0.4483 | 0.4102 | 0.0291
2023-12 | 36628 | 31874.3 | 2323 | 62.5 | 1450.4 | 8055.8 | 66.7 | 80460.7 | 0.4552 | 0.3961 | 0.0289
2024-01 | 35999.2 | 31920.8 | 2323 | 55 | 1458 | 8092.7 | 62.7 | 79911.4 | 0.4505 | 0.3995 | 0.0291
2024-02 | 35997.7 | 31920.8 | 2323 | 55 | 1458 | 8092.7 | 62.7 | 79909.9 | 0.4505 | 0.3995 | 0.0291
2024-03 | 36468 | 31919.6 | 2323 | 55 | 1458 | 8496.7 | 62.7 | 80783 | 0.4514 | 0.3951 | 0.0288
2024-04 | 36476.5 | 31919.6 | 2323 | 55 | 1422.4 | 8888.9 | 62.7 | 81148.1 | 0.4495 | 0.3933 | 0.0286
2024-05 | 36844 | 31911.8 | 2323 | 55 | 1422.4 | 9246.3 | 62.7 | 81865.2 | 0.4501 | 0.3898 | 0.0284
2024-06 | 37307 | 31909.7 | 2323 | 55 | 1422.4 | 9532.4 | 62.7 | 82612.2 | 0.4516 | 0.3863 | 0.0281
2024-07 | 37319.4 | 31908.6 | 2323 | 55 | 1410.9 | 9925.4 | 62.7 | 83005 | 0.4496 | 0.3844 | 0.028
2024-08 | 37328.8 | 31908.6 | 2323 | 55 | 1410.9 | 10580.7 | 62.7 | 83669.7 | 0.4461 | 0.3814 | 0.0278
2024-09 | 37336.5 | 31908.6 | 2323 | 55 | 1410.9 | 10822.7 | 62.7 | 83919.4 | 0.4449 | 0.3802 | 0.0277
2024-10 | 37517.1 | 31816.6 | 2323 | 55 | 1410.9 | 11005.7 | 62.7 | 84191 | 0.4456 | 0.3779 | 0.0276
2024-11 | 37555.9 | 31864.6 | 2323 | 55 | 1348.9 | 11179.2 | 62.7 | 84389.3 | 0.445 | 0.3776 | 0.0275
2024-12 | 38758.9 | 31863.5 | 2323 | 55 | 1324.9 | 11657.1 | 62.7 | 86045.1 | 0.4504 | 0.3703 | 0.027
2025-01 | 38801.4 | 31864.9 | 2323 | 55 | 1342.4 | 11658.8 | 62.7 | 86108.2 | 0.4506 | 0.3701 | 0.027
2025-02 | 39104.4 | 31864.9 | 2323 | 55 | 1342.4 | 11898.8 | 62.7 | 86651.2 | 0.4513 | 0.3677 | 0.0268
2025-03 | 39141.1 | 31858.8 | 2323 | 55 | 1342.4 | 11997.3 | 62.7 | 86780.3 | 0.451 | 0.3671 | 0.0268
2025-04 | 39384 | 31858.8 | 2323 | 55 | 1345.4 | 12512 | 62.7 | 87540.9 | 0.4499 | 0.3639 | 0.0265
2025-05 | 39388.3 | 31858.8 | 2323 | 55 | 1345.4 | 13061.4 | 62.7 | 88094.6 | 0.4471 | 0.3616 | 0.0264
2025-06 | 39394.5 | 31858.8 | 2323 | 55 | 1349 | 13563.4 | 62.7 | 88606.4 | 0.4446 | 0.3596 | 0.0262
2025-07 | 39566.8 | 31860.4 | 2323 | 55 | 1349 | 13819.9 | 62.7 | 89036.8 | 0.4444 | 0.3578 | 0.0261
2025-08 | 39909.6 | 31860.4 | 2323 | 55 | 1349 | 14479.6 | 70.7 | 90047.3 | 0.4432 | 0.3538 | 0.0258
2025-09 | 39916.6 | 31860.4 | 2323 | 55 | 1349 | 14605.2 | 70.7 | 90179.9 | 0.4426 | 0.3533 | 0.0258

## ERCOT
Month | Renewable_MW | Gas_MW | Nuclear_MW | Coal_MW | Other_Fossil_MW | Storage_MW | Other_MW | Total_MW | Renewable_Share | Gas_Share | Nuclear_Share
2020-01 | 28836.9 | 63968.3 | 5138.6 | 14285.2 | 522.2 | 129.1 | 229.7 | 113110 | 0.2549 | 0.5655 | 0.0454
2020-02 | 28887.3 | 64118.3 | 5138.6 | 14285.2 | 522.2 | 139 | 229.7 | 113320.3 | 0.2549 | 0.5658 | 0.0453
2020-03 | 29466.9 | 64118.3 | 5138.6 | 14285.2 | 522.2 | 148.9 | 229.7 | 113909.8 | 0.2587 | 0.5629 | 0.0451
2020-04 | 29466.9 | 64118.3 | 5138.6 | 14285.2 | 522.2 | 158.8 | 229.7 | 113919.7 | 0.2587 | 0.5628 | 0.0451
2020-05 | 29663.7 | 64118.3 | 5138.6 | 14285.2 | 522.2 | 168.7 | 229.7 | 114126.4 | 0.2599 | 0.5618 | 0.045
2020-06 | 30514.9 | 64120.7 | 5138.6 | 14285.2 | 523.5 | 168.7 | 229.7 | 114981.3 | 0.2654 | 0.5577 | 0.0447
2020-07 | 30844.9 | 64121.9 | 5138.6 | 14285.2 | 523.5 | 168.7 | 229.7 | 115312.5 | 0.2675 | 0.5561 | 0.0446
2020-08 | 31364.9 | 64123.1 | 5138.6 | 14285.2 | 523.5 | 168.7 | 229.7 | 115833.7 | 0.2708 | 0.5536 | 0.0444
2020-09 | 31364.9 | 64124.3 | 5138.6 | 14285.2 | 523.5 | 168.7 | 229.7 | 115834.9 | 0.2708 | 0.5536 | 0.0444
2020-10 | 31364.9 | 63805.7 | 5138.6 | 14285.2 | 523.5 | 188.5 | 229.7 | 115536.1 | 0.2715 | 0.5523 | 0.0445
2020-11 | 31509.8 | 63706.2 | 5138.6 | 14285.2 | 523.5 | 208.3 | 229.7 | 115601.3 | 0.2726 | 0.5511 | 0.0445
2020-12 | 33170.7 | 63708.6 | 5138.6 | 14285.2 | 523.5 | 228.1 | 229.7 | 117284.4 | 0.2828 | 0.5432 | 0.0438
2021-01 | 33238.4 | 63824.2 | 5138.6 | 14329.7 | 633.9 | 228.1 | 229.7 | 117622.6 | 0.2826 | 0.5426 | 0.0437
2021-02 | 33493.4 | 63803.1 | 5138.6 | 14329.7 | 633.9 | 228.1 | 229.7 | 117856.5 | 0.2842 | 0.5414 | 0.0436
2021-03 | 34221 | 64167.3 | 5138.6 | 14329.7 | 633.9 | 228.1 | 229.7 | 118948.3 | 0.2877 | 0.5395 | 0.0432
2021-04 | 34249 | 64167.1 | 5138.6 | 14329.7 | 633.9 | 238 | 229.7 | 118986 | 0.2878 | 0.5393 | 0.0432
2021-05 | 34458.4 | 64168.3 | 5138.6 | 14329.7 | 624.1 | 249.9 | 229.7 | 119198.7 | 0.2891 | 0.5383 | 0.0431
2021-06 | 35541.1 | 64169.5 | 5138.6 | 14329.7 | 624.1 | 359.8 | 229.7 | 120392.5 | 0.2952 | 0.533 | 0.0427
2021-07 | 37004.7 | 64595.4 | 5138.6 | 14329.7 | 624.1 | 377.2 | 229.7 | 122299.4 | 0.3026 | 0.5282 | 0.042
2021-08 | 38477.7 | 64722.4 | 5138.6 | 14329.7 | 624.1 | 387.1 | 229.7 | 123909.3 | 0.3105 | 0.5223 | 0.0415
2021-09 | 38707.4 | 64738 | 5138.6 | 14329.7 | 624.1 | 437.1 | 229.7 | 124204.6 | 0.3116 | 0.5212 | 0.0414
2021-10 | 39924.7 | 64931.5 | 5138.6 | 14329.7 | 624.1 | 797.4 | 229.7 | 125975.7 | 0.3169 | 0.5154 | 0.0408
2021-11 | 40224.7 | 64937.5 | 5138.6 | 14329.7 | 624.1 | 797.4 | 229.7 | 126281.7 | 0.3185 | 0.5142 | 0.0407
2021-12 | 41362 | 64937.5 | 5138.6 | 14329.7 | 624.1 | 797.4 | 229.7 | 127419 | 0.3246 | 0.5096 | 0.0403
2022-01 | 42013.7 | 64733.9 | 5138.6 | 14329.7 | 979 | 797.4 | 229.7 | 128222 | 0.3277 | 0.5049 | 0.0401
2022-02 | 42013.7 | 64796.8 | 5138.6 | 14329.7 | 979 | 797.4 | 229.7 | 128284.9 | 0.3275 | 0.5051 | 0.0401
2022-03 | 42505.3 | 64394.2 | 5138.6 | 14329.7 | 979 | 846.9 | 229.7 | 128423.4 | 0.331 | 0.5014 | 0.04
2022-04 | 43600.9 | 64394.2 | 5138.6 | 14329.7 | 979 | 967.7 | 229.7 | 129639.8 | 0.3363 | 0.4967 | 0.0396
2022-05 | 44101.8 | 64696.7 | 5138.6 | 14329.7 | 979 | 967.7 | 229.7 | 130443.2 | 0.3381 | 0.496 | 0.0394
2022-06 | 44932.5 | 64858.4 | 5138.6 | 14329.7 | 979 | 1278 | 229.7 | 131745.9 | 0.3411 | 0.4923 | 0.039
2022-07 | 45211.4 | 64858.4 | 5138.6 | 14329.7 | 979 | 1547.1 | 229.7 | 132293.9 | 0.3417 | 0.4903 | 0.0388
2022-08 | 45211.4 | 64918.9 | 5138.6 | 14329.7 | 979 | 1667.9 | 229.7 | 132475.2 | 0.3413 | 0.49 | 0.0388
2022-09 | 45733.5 | 64918.9 | 5138.6 | 14329.7 | 979 | 1667.9 | 229.7 | 132997.3 | 0.3439 | 0.4881 | 0.0386
2022-10 | 45733.5 | 64854.1 | 5138.6 | 14329.7 | 979 | 1942.9 | 229.7 | 133207.5 | 0.3433 | 0.4869 | 0.0386
2022-11 | 45983.5 | 65217.1 | 5138.6 | 14329.7 | 979 | 1991.9 | 229.7 | 133869.5 | 0.3435 | 0.4872 | 0.0384
2022-12 | 47866.7 | 65218.3 | 5138.6 | 14329.7 | 979 | 2091.9 | 229.7 | 135853.9 | 0.3523 | 0.4801 | 0.0378
2023-01 | 47431.7 | 65904 | 5138.6 | 14329.7 | 1048.5 | 2109.7 | 229.7 | 136191.9 | 0.3483 | 0.4839 | 0.0377
2023-02 | 47431.7 | 65904 | 5138.6 | 14329.7 | 1048.5 | 2109.7 | 229.7 | 136191.9 | 0.3483 | 0.4839 | 0.0377
2023-03 | 47539.7 | 65905.2 | 5138.6 | 14329.7 | 1048.5 | 2305.7 | 229.7 | 136497.1 | 0.3483 | 0.4828 | 0.0376
2023-04 | 47539.7 | 65906.4 | 5138.6 | 14329.7 | 1048.5 | 2305.7 | 229.7 | 136498.3 | 0.3483 | 0.4828 | 0.0376
2023-05 | 48272.1 | 66351 | 5138.6 | 14329.7 | 1048.5 | 2325.5 | 229.7 | 137695.1 | 0.3506 | 0.4819 | 0.0373
2023-06 | 48272.1 | 66276 | 5138.6 | 14329.7 | 1048.5 | 2453 | 229.7 | 137747.6 | 0.3504 | 0.4811 | 0.0373
2023-07 | 48977.3 | 66276 | 5138.6 | 14329.7 | 1048.5 | 2804.8 | 229.7 | 138804.6 | 0.3529 | 0.4775 | 0.037
2023-08 | 49134.8 | 66276 | 5138.6 | 14329.7 | 1048.5 | 2994.8 | 229.7 | 139152.1 | 0.3531 | 0.4763 | 0.0369
2023-09 | 49134.8 | 66276 | 5138.6 | 14329.7 | 1048.5 | 3114.8 | 229.7 | 139272.1 | 0.3528 | 0.4759 | 0.0369
2023-10 | 50012.1 | 66277.2 | 5138.6 | 14329.7 | 1048.5 | 3196.2 | 229.7 | 140232 | 0.3566 | 0.4726 | 0.0366
2023-11 | 50301.7 | 66284 | 5138.6 | 14329.7 | 1048.5 | 3206.2 | 229.7 | 140538.4 | 0.3579 | 0.4716 | 0.0366
2023-12 | 52134.4 | 66284 | 5138.6 | 14329.7 | 1038.9 | 3819.4 | 229.7 | 142974.7 | 0.3646 | 0.4636 | 0.0359
2024-01 | 53237.8 | 66517.4 | 5138.6 | 14329.7 | 1038.9 | 4039.7 | 229.7 | 144531.8 | 0.3683 | 0.4602 | 0.0356
2024-02 | 53537.8 | 66517.4 | 5138.6 | 14329.7 | 1038.9 | 4049.6 | 229.7 | 144841.7 | 0.3696 | 0.4592 | 0.0355
2024-03 | 53937.8 | 66517.4 | 5138.6 | 14329.7 | 1038.9 | 4298.5 | 229.7 | 145490.6 | 0.3707 | 0.4572 | 0.0353
2024-04 | 54901 | 66518.6 | 5138.6 | 14329.7 | 1038.9 | 4541.8 | 229.7 | 146698.3 | 0.3742 | 0.4534 | 0.035
2024-05 | 55107.3 | 66569.8 | 5138.6 | 14329.7 | 1038.9 | 4541.8 | 229.7 | 146955.8 | 0.375 | 0.453 | 0.035
2024-06 | 55857.3 | 66935.2 | 5138.6 | 14329.7 | 1038.9 | 4969.5 | 229.7 | 148498.9 | 0.3761 | 0.4507 | 0.0346
2024-07 | 56467.6 | 66936.4 | 5138.6 | 14329.7 | 1038.9 | 5232 | 229.7 | 149372.9 | 0.378 | 0.4481 | 0.0344
2024-08 | 57471.3 | 66936.4 | 5138.6 | 14329.7 | 1038.9 | 5830.4 | 229.7 | 150975 | 0.3807 | 0.4434 | 0.034
2024-09 | 58459.8 | 66936.4 | 5138.6 | 14329.7 | 1038.9 | 6277.3 | 229.7 | 152410.4 | 0.3836 | 0.4392 | 0.0337
2024-10 | 59911.8 | 67178.4 | 5138.6 | 14329.7 | 1038.9 | 6653.2 | 229.7 | 154480.3 | 0.3878 | 0.4349 | 0.0333
2024-11 | 60458.8 | 67183.2 | 5138.6 | 14329.7 | 1038.9 | 6878.5 | 229.7 | 155257.4 | 0.3894 | 0.4327 | 0.0331
2024-12 | 61047.6 | 67184.4 | 5138.6 | 14329.7 | 1014 | 8057.5 | 229.7 | 157001.5 | 0.3888 | 0.4279 | 0.0327
2025-01 | 62196 | 67234.4 | 5138.6 | 13321.7 | 1014 | 8432.8 | 210.5 | 157548 | 0.3948 | 0.4268 | 0.0326
2025-02 | 62591.9 | 67234.4 | 5138.6 | 13321.7 | 1014 | 8642.7 | 210.5 | 158153.8 | 0.3958 | 0.4251 | 0.0325
2025-03 | 62991.9 | 67234.4 | 5138.6 | 13321.7 | 1014 | 8764.6 | 275.7 | 158740.9 | 0.3968 | 0.4235 | 0.0324
2025-04 | 63979.9 | 67234.4 | 5138.6 | 13321.7 | 1014 | 8764.6 | 275.7 | 159728.9 | 0.4006 | 0.4209 | 0.0322
2025-05 | 64443.1 | 67234.4 | 5138.6 | 13321.7 | 1014 | 9096.3 | 275.7 | 160523.8 | 0.4015 | 0.4188 | 0.032
2025-06 | 65667.5 | 67234.4 | 5138.6 | 13321.7 | 1014 | 9827.9 | 275.7 | 162479.8 | 0.4042 | 0.4138 | 0.0316
2025-07 | 65929.6 | 67234.4 | 5138.6 | 13321.7 | 1014 | 10487.7 | 275.7 | 163401.7 | 0.4035 | 0.4115 | 0.0314
2025-08 | 66624.6 | 67414.4 | 5138.6 | 13321.7 | 1014 | 10767.7 | 275.7 | 164556.7 | 0.4049 | 0.4097 | 0.0312
2025-09 | 67479.6 | 67414.4 | 5138.6 | 13321.7 | 1014 | 11547.7 | 275.7 | 166191.7 | 0.406 | 0.4056 | 0.0309

## ISONE
Month | Renewable_MW | Gas_MW | Nuclear_MW | Coal_MW | Other_Fossil_MW | Storage_MW | Other_MW | Total_MW | Renewable_Share | Gas_Share | Nuclear_Share
2020-01 | 6459.2 | 19907.5 | 3404.9 | 959.2 | 7663.7 | 73.1 | 0 | 38467.6 | 0.1679 | 0.5175 | 0.0885
2020-02 | 6466.9 | 19907.5 | 3404.9 | 959.2 | 7663.7 | 75.4 | 0 | 38477.6 | 0.1681 | 0.5174 | 0.0885
2020-03 | 6472.9 | 19888.7 | 3404.9 | 959.2 | 7662.6 | 79.7 | 0 | 38468 | 0.1683 | 0.517 | 0.0885
2020-04 | 6473.9 | 19888.7 | 3404.9 | 959.2 | 7662.6 | 79.7 | 0 | 38469 | 0.1683 | 0.517 | 0.0885
2020-05 | 6473.9 | 19888.7 | 3404.9 | 959.2 | 7662.6 | 83.6 | 0 | 38472.9 | 0.1683 | 0.517 | 0.0885
2020-06 | 6493.1 | 19888.7 | 3404.9 | 959.2 | 7662.6 | 86.2 | 0 | 38494.7 | 0.1687 | 0.5167 | 0.0885
2020-07 | 6495.5 | 19888.7 | 3404.9 | 959.2 | 7662.6 | 89 | 0 | 38499.9 | 0.1687 | 0.5166 | 0.0884
2020-08 | 6500.1 | 19888.7 | 3404.9 | 959.2 | 7662.6 | 91.9 | 0 | 38507.4 | 0.1688 | 0.5165 | 0.0884
2020-09 | 6506.1 | 19888.7 | 3404.9 | 959.2 | 7662.6 | 91.9 | 0 | 38513.4 | 0.1689 | 0.5164 | 0.0884
2020-10 | 6509.4 | 19888.7 | 3404.9 | 959.2 | 7662.6 | 91.9 | 0 | 38516.7 | 0.169 | 0.5164 | 0.0884
2020-11 | 6591.1 | 19888.7 | 3404.9 | 959.2 | 7662.6 | 94.1 | 0 | 38600.6 | 0.1708 | 0.5152 | 0.0882
2020-12 | 6733.1 | 19888.7 | 3404.9 | 959.2 | 7662.6 | 126.5 | 0 | 38775 | 0.1736 | 0.5129 | 0.0878
2021-01 | 6805 | 20038.5 | 3404.9 | 859.2 | 7449 | 128.6 | 0 | 38685.2 | 0.1759 | 0.518 | 0.088
2021-02 | 6805 | 20038.5 | 3404.9 | 859.2 | 7449 | 128.6 | 0 | 38685.2 | 0.1759 | 0.518 | 0.088
2021-03 | 6830.8 | 19899.2 | 3404.9 | 859.2 | 7449 | 140.6 | 0 | 38583.7 | 0.177 | 0.5157 | 0.0882
2021-04 | 6848.3 | 19921.4 | 3404.9 | 859.2 | 7449 | 151.6 | 0 | 38634.4 | 0.1773 | 0.5156 | 0.0881
2021-05 | 6858.7 | 19921.4 | 3404.9 | 859.2 | 7448.1 | 155.3 | 0 | 38647.6 | 0.1775 | 0.5155 | 0.0881
2021-06 | 6926.3 | 19920.9 | 3404.9 | 459.2 | 6816.9 | 183.3 | 0 | 37711.5 | 0.1837 | 0.5282 | 0.0903
2021-07 | 6939.9 | 19807.3 | 3404.9 | 459.2 | 6800.9 | 189.8 | 0 | 37602 | 0.1846 | 0.5268 | 0.0906
2021-08 | 6950.1 | 19807.3 | 3404.9 | 459.2 | 6800.9 | 194.8 | 0 | 37617.2 | 0.1848 | 0.5265 | 0.0905
2021-09 | 6994.2 | 19809.2 | 3404.9 | 459.2 | 6796.9 | 203.5 | 0 | 37667.9 | 0.1857 | 0.5259 | 0.0904
2021-10 | 7078 | 19809.2 | 3404.9 | 459.2 | 6778.3 | 208.5 | 0 | 37738.1 | 0.1876 | 0.5249 | 0.0902
2021-11 | 7122.3 | 19809.2 | 3404.9 | 459.2 | 6778.3 | 225.2 | 0 | 37799.1 | 0.1884 | 0.5241 | 0.0901
2021-12 | 7289.6 | 19809.2 | 3404.9 | 459.2 | 6771.5 | 243.5 | 0 | 37977.9 | 0.1919 | 0.5216 | 0.0897
2022-01 | 7043.3 | 18950.1 | 3404.9 | 459.2 | 7655.4 | 238.5 | 0 | 37751.4 | 0.1866 | 0.502 | 0.0902
2022-02 | 7070.3 | 18950.1 | 3404.9 | 459.2 | 7655.4 | 244.5 | 0 | 37784.4 | 0.1871 | 0.5015 | 0.0901
2022-03 | 7092.4 | 18950.1 | 3404.9 | 459.2 | 7655.4 | 246.5 | 0 | 37808.5 | 0.1876 | 0.5012 | 0.0901
2022-04 | 7107.1 | 18950.1 | 3404.9 | 459.2 | 7646 | 247.5 | 0 | 37814.8 | 0.1879 | 0.5011 | 0.09
2022-05 | 7117.4 | 18950.1 | 3404.9 | 459.2 | 7646 | 251.3 | 0 | 37828.9 | 0.1881 | 0.5009 | 0.09
2022-06 | 7138.2 | 18830.1 | 3404.9 | 459.2 | 7587.5 | 255.3 | 0 | 37675.2 | 0.1895 | 0.4998 | 0.0904
2022-07 | 7155.4 | 18830.1 | 3404.9 | 459.2 | 7497.5 | 259.3 | 0 | 37606.4 | 0.1903 | 0.5007 | 0.0905
2022-08 | 7172.8 | 18830.1 | 3404.9 | 459.2 | 7497.5 | 264.8 | 0 | 37629.3 | 0.1906 | 0.5004 | 0.0905
2022-09 | 7187.6 | 18831.9 | 3404.9 | 459.2 | 7497.5 | 270.4 | 0 | 37651.5 | 0.1909 | 0.5002 | 0.0904
2022-10 | 7232.6 | 18831.9 | 3404.9 | 459.2 | 7497.5 | 270.4 | 0 | 37696.5 | 0.1919 | 0.4996 | 0.0903
2022-11 | 7257.2 | 18836.5 | 3404.9 | 459.2 | 7497.5 | 275.4 | 0 | 37730.7 | 0.1923 | 0.4992 | 0.0902
2022-12 | 7284.9 | 18851.3 | 3404.9 | 459.2 | 7497.5 | 305.4 | 0 | 37803.2 | 0.1927 | 0.4987 | 0.0901
2023-01 | 7452 | 18108 | 3501.9 | 459.2 | 7712.7 | 314.9 | 0 | 37548.7 | 0.1985 | 0.4823 | 0.0933
2023-02 | 7456 | 18108 | 3501.9 | 459.2 | 7712.7 | 321.6 | 0 | 37559.4 | 0.1985 | 0.4821 | 0.0932
2023-03 | 7459.5 | 18030 | 3501.9 | 459.2 | 7712.7 | 322.4 | 0 | 37485.7 | 0.199 | 0.481 | 0.0934
2023-04 | 7467.5 | 18030 | 3501.9 | 459.2 | 7712.7 | 331.4 | 0 | 37502.7 | 0.1991 | 0.4808 | 0.0934
2023-05 | 7497.7 | 18030 | 3501.9 | 459.2 | 7693.7 | 351.2 | 0 | 37533.7 | 0.1998 | 0.4804 | 0.0933
2023-06 | 7504.2 | 18030 | 3501.9 | 459.2 | 7526.3 | 351.2 | 0 | 37372.8 | 0.2008 | 0.4824 | 0.0937
2023-07 | 7526.8 | 18030 | 3501.9 | 459.2 | 7526.3 | 353.2 | 0 | 37397.4 | 0.2013 | 0.4821 | 0.0936
2023-08 | 7540.1 | 18030 | 3501.9 | 459.2 | 7526.3 | 353.2 | 0 | 37410.7 | 0.2015 | 0.4819 | 0.0936
2023-09 | 7557.3 | 18030 | 3501.9 | 459.2 | 7526.3 | 357.2 | 0 | 37431.9 | 0.2019 | 0.4817 | 0.0936
2023-10 | 7581.2 | 18030 | 3501.9 | 459.2 | 7526.3 | 357.2 | 0 | 37455.8 | 0.2024 | 0.4814 | 0.0935
2023-11 | 7638.8 | 18023.3 | 3501.9 | 459.2 | 7526.3 | 357.2 | 0 | 37506.7 | 0.2037 | 0.4805 | 0.0934
2023-12 | 7741.7 | 18023.3 | 3501.9 | 459.2 | 7524.7 | 371.2 | 0 | 37622 | 0.2058 | 0.4791 | 0.0931
2024-01 | 8195 | 18468 | 3501.9 | 459.2 | 7109.1 | 386.1 | 0 | 38119.3 | 0.215 | 0.4845 | 0.0919
2024-02 | 8203.2 | 18468 | 3501.9 | 459.2 | 7109.1 | 386.1 | 0 | 38127.5 | 0.2152 | 0.4844 | 0.0918
2024-03 | 8235.2 | 18468 | 3501.9 | 459.2 | 7109.1 | 386.1 | 0 | 38159.5 | 0.2158 | 0.484 | 0.0918
2024-04 | 8242.2 | 18468 | 3501.9 | 459.2 | 7109.1 | 386.1 | 0 | 38166.5 | 0.216 | 0.4839 | 0.0918
2024-05 | 8242.2 | 18468 | 3501.9 | 459.2 | 7109.1 | 387.1 | 0 | 38167.5 | 0.2159 | 0.4839 | 0.0918
2024-06 | 8256.5 | 16723.6 | 3501.9 | 459.2 | 7109.1 | 387.1 | 0 | 36437.4 | 0.2266 | 0.459 | 0.0961
2024-07 | 8379.6 | 16788.6 | 3501.9 | 459.2 | 7109.1 | 387.1 | 0 | 36625.5 | 0.2288 | 0.4584 | 0.0956
2024-08 | 8390.1 | 16788.6 | 3501.9 | 459.2 | 7109.1 | 398.6 | 0 | 36647.5 | 0.2289 | 0.4581 | 0.0956
2024-09 | 8413 | 16788.6 | 3501.9 | 459.2 | 7109.1 | 399.6 | 0 | 36671.4 | 0.2294 | 0.4578 | 0.0955
2024-10 | 8417 | 16703.6 | 3501.9 | 459.2 | 7109.1 | 399.6 | 0 | 36590.4 | 0.23 | 0.4565 | 0.0957
2024-11 | 8464 | 16703.6 | 3501.9 | 459.2 | 7109.1 | 404 | 0 | 36641.8 | 0.231 | 0.4559 | 0.0956
2024-12 | 8610.6 | 16703.6 | 3501.9 | 459.2 | 7109.1 | 405.5 | 0 | 36789.9 | 0.234 | 0.454 | 0.0952
2025-01 | 8777.1 | 16703.6 | 3501.9 | 459.2 | 7439.1 | 416.4 | 0 | 37297.3 | 0.2353 | 0.4479 | 0.0939
2025-02 | 8916.9 | 16703.6 | 3501.9 | 459.2 | 7439.1 | 416.4 | 0 | 37437.1 | 0.2382 | 0.4462 | 0.0935
2025-03 | 8918.9 | 16703.6 | 3501.9 | 459.2 | 7439.1 | 416.4 | 0 | 37439.1 | 0.2382 | 0.4462 | 0.0935
2025-04 | 8924.2 | 16703.6 | 3501.9 | 459.2 | 7425.9 | 416.4 | 0 | 37431.2 | 0.2384 | 0.4462 | 0.0936
2025-05 | 8930.2 | 16703.6 | 3501.9 | 459.2 | 7425.9 | 577.7 | 0 | 37598.5 | 0.2375 | 0.4443 | 0.0931
2025-06 | 9006.6 | 16703.6 | 3501.9 | 459.2 | 7425.9 | 582 | 0 | 37679.2 | 0.239 | 0.4433 | 0.0929
2025-07 | 9011.1 | 16703.6 | 3501.9 | 459.2 | 7425.9 | 582 | 0 | 37683.7 | 0.2391 | 0.4433 | 0.0929
2025-08 | 9016.1 | 16703.6 | 3501.9 | 459.2 | 7425.9 | 587 | 0 | 37693.7 | 0.2392 | 0.4431 | 0.0929
2025-09 | 9033.1 | 16703.6 | 3501.9 | 459.2 | 7412.4 | 588 | 0 | 37698.2 | 0.2396 | 0.4431 | 0.0929

## MISO
Month | Renewable_MW | Gas_MW | Nuclear_MW | Coal_MW | Other_Fossil_MW | Storage_MW | Other_MW | Total_MW | Renewable_Share | Gas_Share | Nuclear_Share
2020-01 | 28252.9 | 77941.8 | 13760.3 | 60982 | 8827.2 | 45.1 | 506.7 | 190316 | 0.1485 | 0.4095 | 0.0723
2020-02 | 28324.6 | 77945.5 | 13760.3 | 60982 | 8783.2 | 45.1 | 506.7 | 190347.4 | 0.1488 | 0.4095 | 0.0723
2020-03 | 28683.8 | 78841.8 | 13760.3 | 60982 | 8783.2 | 45.1 | 506.7 | 191602.9 | 0.1497 | 0.4115 | 0.0718
2020-04 | 28891.8 | 78867.4 | 13760.3 | 60982 | 8782.1 | 45.1 | 506.7 | 191835.4 | 0.1506 | 0.4111 | 0.0717
2020-05 | 29073.9 | 79837.9 | 13760.3 | 60982 | 8780.1 | 45.1 | 506.7 | 192986 | 0.1507 | 0.4137 | 0.0713
2020-06 | 29090.7 | 79683.1 | 13760.3 | 60902 | 8772.6 | 45.1 | 506.7 | 192760.5 | 0.1509 | 0.4134 | 0.0714
2020-07 | 29348.2 | 79665.1 | 13760.3 | 60902 | 8780.9 | 45.1 | 506.7 | 193008.3 | 0.1521 | 0.4128 | 0.0713
2020-08 | 29400.4 | 79653.1 | 13760.3 | 60902 | 8826.5 | 45.1 | 506.7 | 193094.1 | 0.1523 | 0.4125 | 0.0713
2020-09 | 29826.1 | 79653.1 | 13760.3 | 60902 | 8826.5 | 45.1 | 506.7 | 193519.8 | 0.1541 | 0.4116 | 0.0711
2020-10 | 30007.4 | 79653.1 | 13760.3 | 60902 | 8822.6 | 45.4 | 506.7 | 193697.5 | 0.1549 | 0.4112 | 0.071
2020-11 | 30374.3 | 80052.7 | 13080.8 | 60729 | 8822.6 | 45.4 | 506.7 | 193611.5 | 0.1569 | 0.4135 | 0.0676
2020-12 | 32649 | 79919.2 | 13080.8 | 60388.6 | 8823.1 | 55.4 | 506.7 | 195422.8 | 0.1671 | 0.409 | 0.0669
2021-01 | 33001.3 | 80589.6 | 13080.8 | 60418.5 | 8555.2 | 54.3 | 506.7 | 196206.4 | 0.1682 | 0.4107 | 0.0667
2021-02 | 33472.2 | 80587.2 | 13080.8 | 60418.5 | 8555 | 54.3 | 506.7 | 196674.7 | 0.1702 | 0.4097 | 0.0665
2021-03 | 33831.2 | 80587.2 | 13080.8 | 60368.5 | 8555 | 54.3 | 506.7 | 196983.7 | 0.1717 | 0.4091 | 0.0664
2021-04 | 33911.6 | 80992.6 | 13080.8 | 60368.5 | 8555 | 54.3 | 506.7 | 197469.5 | 0.1717 | 0.4102 | 0.0662
2021-05 | 34188.6 | 80997.6 | 13080.8 | 59648.8 | 8555 | 54.3 | 506.7 | 197031.8 | 0.1735 | 0.4111 | 0.0664
2021-06 | 34620.7 | 81028.5 | 13080.8 | 58873.8 | 8530.4 | 56.8 | 506.7 | 196697.7 | 0.176 | 0.4119 | 0.0665
2021-07 | 34730.3 | 81053.2 | 13080.8 | 58873.8 | 8517.3 | 56.8 | 506.7 | 196818.9 | 0.1765 | 0.4118 | 0.0665
2021-08 | 34757.6 | 81053.2 | 13080.8 | 58873.8 | 8492.3 | 56.8 | 506.7 | 196821.2 | 0.1766 | 0.4118 | 0.0665
2021-09 | 34991.8 | 81010 | 13080.8 | 58873.8 | 8484.3 | 56.8 | 506.7 | 197004.2 | 0.1776 | 0.4112 | 0.0664
2021-10 | 35086.8 | 80944 | 13080.8 | 57777.4 | 8484.3 | 57.1 | 506.7 | 195937.1 | 0.1791 | 0.4131 | 0.0668
2021-11 | 35936.8 | 80942.2 | 13080.8 | 57764.8 | 8457.6 | 57.1 | 506.7 | 196746 | 0.1827 | 0.4114 | 0.0665
2021-12 | 36769.9 | 80942.2 | 13080.8 | 57044.1 | 8457.4 | 57.1 | 506.7 | 196858.2 | 0.1868 | 0.4112 | 0.0664
2022-01 | 37445.7 | 81495 | 13080.8 | 56202.9 | 8406.7 | 67.1 | 510.5 | 197208.7 | 0.1899 | 0.4132 | 0.0663
2022-02 | 37449.7 | 81523.2 | 13080.8 | 56162.9 | 8406.7 | 67.1 | 510.5 | 197200.9 | 0.1899 | 0.4134 | 0.0663
2022-03 | 37793.7 | 81818.2 | 13080.8 | 56162.9 | 8405.3 | 67.1 | 510.5 | 197838.5 | 0.191 | 0.4136 | 0.0661
2022-04 | 37802.5 | 81819.7 | 13080.8 | 56162.9 | 8402.3 | 67.1 | 510.5 | 197845.8 | 0.1911 | 0.4136 | 0.0661
2022-05 | 37828.4 | 81819.7 | 13080.8 | 56162.9 | 8386.1 | 67.4 | 510.5 | 197855.8 | 0.1912 | 0.4135 | 0.0661
2022-06 | 37838.1 | 83086 | 12269 | 56162.9 | 8386.1 | 67.4 | 510.5 | 198320 | 0.1908 | 0.4189 | 0.0619
2022-07 | 38017.6 | 83086 | 12269 | 56162.9 | 8386.1 | 67.4 | 510.5 | 198499.5 | 0.1915 | 0.4186 | 0.0618
2022-08 | 38172.1 | 83086 | 12269 | 56162.9 | 8390.1 | 73.4 | 510.5 | 198664 | 0.1921 | 0.4182 | 0.0618
2022-09 | 38326.1 | 83081.5 | 12269 | 56162.9 | 8389.4 | 73.4 | 510.5 | 198812.8 | 0.1928 | 0.4179 | 0.0617
2022-10 | 38430 | 83088.3 | 12269 | 56162.9 | 8386.2 | 73.4 | 510.5 | 198920.3 | 0.1932 | 0.4177 | 0.0617
2022-11 | 38440.7 | 83088.3 | 12269 | 56008.2 | 8386.2 | 73.4 | 510.5 | 198776.3 | 0.1934 | 0.418 | 0.0617
2022-12 | 39266.2 | 82767.3 | 12269 | 52970.8 | 8324.2 | 73.4 | 510.5 | 196181.4 | 0.2002 | 0.4219 | 0.0625
2023-01 | 39419.6 | 82646.3 | 12269 | 52843.8 | 8234.8 | 78.4 | 458.8 | 195950.7 | 0.2012 | 0.4218 | 0.0626
2023-02 | 39950.8 | 82646.3 | 12269 | 52843.8 | 8236.6 | 78.4 | 458.8 | 196483.7 | 0.2033 | 0.4206 | 0.0624
2023-03 | 40063.9 | 82659.7 | 12269 | 52675.8 | 8232.6 | 78.4 | 458.8 | 196438.2 | 0.204 | 0.4208 | 0.0625
2023-04 | 40380.5 | 82659.7 | 12269 | 52675.8 | 8232.6 | 78.4 | 489.8 | 196785.8 | 0.2052 | 0.42 | 0.0623
2023-05 | 40383.5 | 82659.7 | 12269 | 52131.8 | 8208.6 | 78.4 | 489.8 | 196220.8 | 0.2058 | 0.4213 | 0.0625
2023-06 | 40880.6 | 82583.4 | 12269 | 51334 | 8208.6 | 78.4 | 489.8 | 195843.8 | 0.2087 | 0.4217 | 0.0626
2023-07 | 40922 | 82715 | 12269 | 51334 | 8208.6 | 78.4 | 489.8 | 196016.8 | 0.2088 | 0.422 | 0.0626
2023-08 | 40981.3 | 82715 | 12269 | 51334 | 8207.8 | 82 | 489.8 | 196078.9 | 0.209 | 0.4218 | 0.0626
2023-09 | 40984.3 | 82715 | 12269 | 51334 | 8206.1 | 82 | 489.8 | 196080.2 | 0.209 | 0.4218 | 0.0626
2023-10 | 41506.8 | 82708.8 | 12269 | 50803.6 | 8206.1 | 82 | 489.8 | 196066.1 | 0.2117 | 0.4218 | 0.0626
2023-11 | 41721.5 | 82708.8 | 12269 | 50803.6 | 8192.1 | 82 | 489.8 | 196266.8 | 0.2126 | 0.4214 | 0.0625
2023-12 | 43428.1 | 82670.8 | 12269 | 50038.3 | 8192.1 | 81.5 | 489.8 | 197169.6 | 0.2203 | 0.4193 | 0.0622
2024-01 | 43744.5 | 83083.2 | 12269 | 49555.4 | 7901.2 | 87.7 | 491.7 | 197132.7 | 0.2219 | 0.4215 | 0.0622
2024-02 | 43765.3 | 83075.7 | 12269 | 49555.4 | 7899.1 | 87.7 | 491.7 | 197143.9 | 0.222 | 0.4214 | 0.0622
2024-03 | 44016.6 | 82630.2 | 12269 | 49555.4 | 7898.1 | 87.7 | 491.7 | 196948.7 | 0.2235 | 0.4196 | 0.0623
2024-04 | 44440 | 82553.7 | 12269 | 49555.4 | 7897.3 | 87.7 | 491.7 | 197294.8 | 0.2252 | 0.4184 | 0.0622
2024-05 | 45146.4 | 82482.7 | 12269 | 48957 | 7892.8 | 132.7 | 491.7 | 197372.3 | 0.2287 | 0.4179 | 0.0622
2024-06 | 45150.4 | 82134.2 | 12269 | 48957 | 7887.4 | 132.7 | 491.7 | 197022.4 | 0.2292 | 0.4169 | 0.0623
2024-07 | 45630.7 | 82222.6 | 12269 | 48957 | 7887.4 | 132.7 | 491.7 | 197591.1 | 0.2309 | 0.4161 | 0.0621
2024-08 | 45916.5 | 82222.6 | 12269 | 48957 | 7887.4 | 132.7 | 491.7 | 197876.9 | 0.232 | 0.4155 | 0.062
2024-09 | 46499.3 | 82227.3 | 12269 | 48957 | 7878.4 | 132.7 | 491.7 | 198455.4 | 0.2343 | 0.4143 | 0.0618
2024-10 | 47093.2 | 82150.8 | 12269 | 47715 | 7878.4 | 132.7 | 491.7 | 197730.8 | 0.2382 | 0.4155 | 0.062
2024-11 | 48776.1 | 82147.4 | 12269 | 47715 | 7876.9 | 132.7 | 491.7 | 199408.8 | 0.2446 | 0.412 | 0.0615
2024-12 | 50572.2 | 81965.7 | 12269 | 47715 | 7857.8 | 141.7 | 491.7 | 201013.1 | 0.2516 | 0.4078 | 0.061
2025-01 | 51768 | 83375.8 | 12269 | 46312.4 | 7857.4 | 198 | 495.7 | 202276.3 | 0.2559 | 0.4122 | 0.0607
2025-02 | 51880.4 | 83373.8 | 12269 | 46312.4 | 7857.4 | 212 | 495.7 | 202400.7 | 0.2563 | 0.4119 | 0.0606
2025-03 | 52656.4 | 83373.8 | 12269 | 46312.4 | 7856.1 | 412 | 495.7 | 203375.4 | 0.2589 | 0.41 | 0.0603
2025-04 | 52868.1 | 83373.8 | 12269 | 46312.4 | 7856.1 | 412 | 495.7 | 203587.1 | 0.2597 | 0.4095 | 0.0603
2025-05 | 53674.6 | 83428.1 | 12269 | 46312.4 | 7629.3 | 412 | 495.7 | 204221.1 | 0.2628 | 0.4085 | 0.0601
2025-06 | 54368.9 | 83428.1 | 12269 | 46312.4 | 7629.3 | 616.9 | 495.7 | 205120.3 | 0.2651 | 0.4067 | 0.0598
2025-07 | 54627.9 | 83428.1 | 12269 | 46312.4 | 7629.3 | 616.9 | 495.7 | 205379.3 | 0.266 | 0.4062 | 0.0597
2025-08 | 55239.2 | 83676.4 | 12269 | 46312.4 | 7629.3 | 616.9 | 495.7 | 206238.9 | 0.2678 | 0.4057 | 0.0595
2025-09 | 55754.1 | 83676.4 | 12269 | 46312.4 | 7629.3 | 616.9 | 495.7 | 206753.8 | 0.2697 | 0.4047 | 0.0593

## NYISO
Month | Renewable_MW | Gas_MW | Nuclear_MW | Coal_MW | Other_Fossil_MW | Storage_MW | Other_MW | Total_MW | Renewable_Share | Gas_Share | Nuclear_Share
2020-01 | 8366.8 | 25010.6 | 5709.4 | 655.1 | 4422.7 | 60 | 0 | 44224.6 | 0.1892 | 0.5655 | 0.1291
2020-02 | 8383.5 | 25010.6 | 5709.4 | 655.1 | 4422.8 | 60 | 0 | 44241.4 | 0.1895 | 0.5653 | 0.1291
2020-03 | 8392.5 | 25010.6 | 5709.4 | 0 | 4422.8 | 60 | 0 | 43595.3 | 0.1925 | 0.5737 | 0.131
2020-04 | 8396.9 | 26323.1 | 4410.4 | 0 | 4417.2 | 60 | 0 | 43607.6 | 0.1926 | 0.6036 | 0.1011
2020-05 | 8400.4 | 26323.1 | 4410.4 | 0 | 4417.2 | 60 | 0 | 43611.1 | 0.1926 | 0.6036 | 0.1011
2020-06 | 8404.4 | 26322.8 | 4410.4 | 0 | 4418.7 | 60 | 0 | 43616.3 | 0.1927 | 0.6035 | 0.1011
2020-07 | 8411.4 | 26322.8 | 4410.4 | 0 | 4418.4 | 60 | 0 | 43623 | 0.1928 | 0.6034 | 0.1011
2020-08 | 8411.4 | 26328.8 | 4410.4 | 0 | 4418.4 | 60 | 0 | 43629 | 0.1928 | 0.6035 | 0.1011
2020-09 | 8413.4 | 26325 | 4410.4 | 0 | 4419.3 | 60 | 0 | 43628.1 | 0.1928 | 0.6034 | 0.1011
2020-10 | 8423.4 | 26327 | 4410.4 | 0 | 4419.4 | 63 | 0 | 43643.2 | 0.193 | 0.6032 | 0.1011
2020-11 | 8428.4 | 26327 | 4410.4 | 0 | 4419.4 | 63 | 0 | 43648.2 | 0.1931 | 0.6032 | 0.101
2020-12 | 8493.2 | 26334.5 | 4410.4 | 0 | 4367.7 | 68.1 | 0 | 43673.9 | 0.1945 | 0.603 | 0.101
2021-01 | 8510.9 | 26369.4 | 4410.4 | 0 | 4358 | 68.1 | 0 | 43716.8 | 0.1947 | 0.6032 | 0.1009
2021-02 | 8514.4 | 26369.4 | 4410.4 | 0 | 4358 | 71.1 | 0 | 43723.3 | 0.1947 | 0.6031 | 0.1009
2021-03 | 8524.4 | 26369.4 | 4410.4 | 0 | 4358 | 71.1 | 0 | 43733.3 | 0.1949 | 0.603 | 0.1008
2021-04 | 8529.4 | 26368.8 | 3398.4 | 0 | 4358 | 71.1 | 0 | 42725.7 | 0.1996 | 0.6172 | 0.0795
2021-05 | 8534.4 | 26368.8 | 3398.4 | 0 | 4352.9 | 71.1 | 0 | 42725.6 | 0.1997 | 0.6172 | 0.0795
2021-06 | 8546.3 | 26364.6 | 3398.4 | 0 | 4352.9 | 73.1 | 0 | 42735.3 | 0.2 | 0.6169 | 0.0795
2021-07 | 8671.3 | 26364.6 | 3398.4 | 0 | 4352.9 | 73.1 | 0 | 42860.3 | 0.2023 | 0.6151 | 0.0793
2021-08 | 8671.3 | 26366.6 | 3398.4 | 0 | 4352.9 | 73.1 | 0 | 42862.3 | 0.2023 | 0.6151 | 0.0793
2021-09 | 8681.3 | 26366.6 | 3398.4 | 0 | 4352.7 | 83 | 0 | 42882 | 0.2024 | 0.6149 | 0.0793
2021-10 | 8784.7 | 26366.6 | 3398.4 | 0 | 4352.7 | 83 | 0 | 42985.4 | 0.2044 | 0.6134 | 0.0791
2021-11 | 8811.9 | 26366.6 | 3398.4 | 0 | 4352.7 | 83 | 0 | 43012.6 | 0.2049 | 0.613 | 0.079
2021-12 | 8875.8 | 26375 | 3398.4 | 0 | 4352.7 | 83 | 0 | 43084.9 | 0.206 | 0.6122 | 0.0789
2022-01 | 9056.2 | 25743.4 | 3398.4 | 0 | 4945.1 | 115.8 | 0 | 43258.9 | 0.2093 | 0.5951 | 0.0786
2022-02 | 9061.2 | 25743.4 | 3398.4 | 0 | 4945.1 | 115.8 | 0 | 43263.9 | 0.2094 | 0.595 | 0.0786
2022-03 | 9096.5 | 25743.4 | 3398.4 | 0 | 4945.1 | 125.8 | 0 | 43309.2 | 0.21 | 0.5944 | 0.0785
2022-04 | 9106.8 | 25743.4 | 3398.4 | 0 | 4945.1 | 130.8 | 0 | 43324.5 | 0.2102 | 0.5942 | 0.0784
2022-05 | 9126.8 | 25743.4 | 3398.4 | 0 | 4945.1 | 130.8 | 0 | 43344.5 | 0.2106 | 0.5939 | 0.0784
2022-06 | 9158.3 | 25748.4 | 3398.4 | 0 | 4945.6 | 131.8 | 0 | 43382.5 | 0.2111 | 0.5935 | 0.0783
2022-07 | 9164.8 | 25693.4 | 3398.4 | 0 | 4945.6 | 137.8 | 0 | 43340 | 0.2115 | 0.5928 | 0.0784
2022-08 | 9187.7 | 25703.4 | 3398.4 | 0 | 4945.6 | 137.8 | 0 | 43372.9 | 0.2118 | 0.5926 | 0.0784
2022-09 | 9198.4 | 25703.4 | 3398.4 | 0 | 4945.1 | 137.8 | 0 | 43383.1 | 0.212 | 0.5925 | 0.0783
2022-10 | 9244 | 25703.4 | 3398.4 | 0 | 4945.1 | 162.5 | 0 | 43453.4 | 0.2127 | 0.5915 | 0.0782
2022-11 | 9253.5 | 25703.4 | 3398.4 | 0 | 4914.3 | 163.2 | 0 | 43432.8 | 0.2131 | 0.5918 | 0.0782
2022-12 | 9304.1 | 25703.4 | 3398.4 | 0 | 4912.7 | 163.2 | 0 | 43481.8 | 0.214 | 0.5911 | 0.0782
2023-01 | 9130.5 | 26324.4 | 3398.4 | 0 | 4242.7 | 176.8 | 0 | 43272.8 | 0.211 | 0.6083 | 0.0785
2023-02 | 9369.1 | 26324.4 | 3398.4 | 0 | 4241.1 | 176.8 | 0 | 43509.8 | 0.2153 | 0.605 | 0.0781
2023-03 | 9424.1 | 26324.4 | 3398.4 | 0 | 4241.1 | 176.8 | 0 | 43564.8 | 0.2163 | 0.6043 | 0.078
2023-04 | 9425.6 | 26324.4 | 3398.4 | 0 | 4241.1 | 176.8 | 0 | 43566.3 | 0.2164 | 0.6042 | 0.078
2023-05 | 9533.6 | 25796.6 | 3398.4 | 0 | 4241.1 | 196.8 | 0 | 43166.5 | 0.2209 | 0.5976 | 0.0787
2023-06 | 9555.8 | 25796.6 | 3398.4 | 0 | 4241.1 | 196.8 | 0 | 43188.7 | 0.2213 | 0.5973 | 0.0787
2023-07 | 9572.3 | 25796.6 | 3398.4 | 0 | 4241.1 | 216.8 | 0 | 43225.2 | 0.2215 | 0.5968 | 0.0786
2023-08 | 9595.8 | 25796.6 | 3398.4 | 0 | 4241.1 | 216.8 | 0 | 43248.7 | 0.2219 | 0.5965 | 0.0786
2023-09 | 9614 | 25796.6 | 3398.4 | 0 | 4241.1 | 227.3 | 0 | 43277.4 | 0.2221 | 0.5961 | 0.0785
2023-10 | 9731.8 | 25796.6 | 3398.4 | 0 | 4241.1 | 229.3 | 0 | 43397.2 | 0.2242 | 0.5944 | 0.0783
2023-11 | 9777.8 | 25796.6 | 3398.4 | 0 | 4240.6 | 229.3 | 0 | 43442.7 | 0.2251 | 0.5938 | 0.0782
2023-12 | 9919.7 | 25796.3 | 3398.4 | 0 | 4240.6 | 229.3 | 0 | 43584.3 | 0.2276 | 0.5919 | 0.078
2024-01 | 9708.2 | 25759.2 | 3398.4 | 0 | 4309.7 | 225.3 | 0 | 43400.8 | 0.2237 | 0.5935 | 0.0783
2024-02 | 9791.4 | 25759.2 | 3398.4 | 0 | 4309.7 | 225.3 | 0 | 43484 | 0.2252 | 0.5924 | 0.0782
2024-03 | 9826.6 | 25759.2 | 3398.4 | 0 | 4288.4 | 225.3 | 0 | 43497.9 | 0.2259 | 0.5922 | 0.0781
2024-04 | 9870.7 | 25759.2 | 3398.4 | 0 | 4288.4 | 225.3 | 0 | 43542 | 0.2267 | 0.5916 | 0.078
2024-05 | 9937.5 | 25759.2 | 3398.4 | 0 | 4287.4 | 234.3 | 0 | 43616.8 | 0.2278 | 0.5906 | 0.0779
2024-06 | 9988.6 | 25759.2 | 3398.4 | 0 | 4287.4 | 234.3 | 0 | 43667.9 | 0.2287 | 0.5899 | 0.0778
2024-07 | 10132.4 | 25759.2 | 3398.4 | 0 | 4287.4 | 234.3 | 0 | 43811.7 | 0.2313 | 0.588 | 0.0776
2024-08 | 10243.1 | 25759.2 | 3398.4 | 0 | 4287 | 229.5 | 0 | 43917.2 | 0.2332 | 0.5865 | 0.0774
2024-09 | 10262.5 | 25759.2 | 3398.4 | 0 | 4287 | 232.5 | 0 | 43939.6 | 0.2336 | 0.5862 | 0.0773
2024-10 | 10313.3 | 25759 | 3398.4 | 0 | 4287 | 232.5 | 0 | 43990.2 | 0.2344 | 0.5856 | 0.0773
2024-11 | 10547.8 | 25759 | 3398.4 | 0 | 4287 | 232.5 | 0 | 44224.7 | 0.2385 | 0.5825 | 0.0768
2024-12 | 10686.6 | 25759 | 3398.4 | 0 | 4287 | 240.5 | 0 | 44371.5 | 0.2408 | 0.5805 | 0.0766
2025-01 | 10772.5 | 25755.4 | 3398.4 | 0 | 4287 | 240.5 | 0 | 44453.8 | 0.2423 | 0.5794 | 0.0764
2025-02 | 10789.4 | 25755.4 | 3398.4 | 0 | 4287 | 250.5 | 0 | 44480.7 | 0.2426 | 0.579 | 0.0764
2025-03 | 10800.6 | 25755.4 | 3398.4 | 0 | 4287 | 250.5 | 0 | 44491.9 | 0.2428 | 0.5789 | 0.0764
2025-04 | 10817.9 | 25797.4 | 3398.4 | 0 | 4287 | 250.5 | 0 | 44551.2 | 0.2428 | 0.5791 | 0.0763
2025-05 | 10844.2 | 25797.4 | 3398.4 | 0 | 4287 | 250.5 | 0 | 44577.5 | 0.2433 | 0.5787 | 0.0762
2025-06 | 10864.7 | 25797.4 | 3398.4 | 0 | 4282.2 | 260.5 | 0 | 44603.2 | 0.2436 | 0.5784 | 0.0762
2025-07 | 10900.2 | 25797.4 | 3398.4 | 0 | 4282.2 | 260.5 | 0 | 44638.7 | 0.2442 | 0.5779 | 0.0761
2025-08 | 10920.2 | 25797.4 | 3398.4 | 0 | 4282.2 | 262.5 | 0 | 44660.7 | 0.2445 | 0.5776 | 0.0761
2025-09 | 10957.7 | 25797.4 | 3398.4 | 0 | 4284.7 | 268.1 | 0 | 44706.3 | 0.2451 | 0.577 | 0.076

## PJM
Month | Renewable_MW | Gas_MW | Nuclear_MW | Coal_MW | Other_Fossil_MW | Storage_MW | Other_MW | Total_MW | Renewable_Share | Gas_Share | Nuclear_Share
2020-01 | 21184.7 | 97724.1 | 34466.6 | 52292.9 | 9799.6 | 301.9 | 113.2 | 215883 | 0.0981 | 0.4527 | 0.1597
2020-02 | 21204.7 | 97724.1 | 34466.6 | 52244.9 | 9767.6 | 299.9 | 113.2 | 215821 | 0.0983 | 0.4528 | 0.1597
2020-03 | 21519 | 97652.1 | 34466.6 | 52244.9 | 9767.6 | 299.9 | 113.2 | 216063.3 | 0.0996 | 0.452 | 0.1595
2020-04 | 21523.2 | 97652.1 | 34466.6 | 52244.9 | 9767.6 | 299.9 | 113.2 | 216067.5 | 0.0996 | 0.452 | 0.1595
2020-05 | 21609.7 | 98687.1 | 34466.6 | 51483.3 | 9765.8 | 299.9 | 113.2 | 216425.6 | 0.0998 | 0.456 | 0.1593
2020-06 | 21630.1 | 98493.6 | 34466.6 | 50505.8 | 9693 | 299.9 | 113.2 | 215202.2 | 0.1005 | 0.4577 | 0.1602
2020-07 | 21658.9 | 98510.9 | 34466.6 | 50505.8 | 9691.2 | 299.9 | 113.2 | 215246.5 | 0.1006 | 0.4577 | 0.1601
2020-08 | 21710.7 | 98562.8 | 34466.6 | 49917.8 | 9691.2 | 299.9 | 113.2 | 214762.2 | 0.1011 | 0.4589 | 0.1605
2020-09 | 21991 | 98564.8 | 34466.6 | 49917.8 | 9691.2 | 299.9 | 113.2 | 215044.5 | 0.1023 | 0.4583 | 0.1603
2020-10 | 22103.1 | 98564.8 | 34466.6 | 49917.8 | 9691.2 | 299.9 | 113.2 | 215156.6 | 0.1027 | 0.4581 | 0.1602
2020-11 | 22231.2 | 98574.2 | 34466.6 | 49917.8 | 9691.2 | 299.9 | 113.2 | 215294.1 | 0.1033 | 0.4579 | 0.1601
2020-12 | 23084.4 | 98574.2 | 34466.6 | 49917.8 | 8796.4 | 299.9 | 113.2 | 215252.5 | 0.1072 | 0.4579 | 0.1601
2021-01 | 23232.6 | 95949.8 | 34466.6 | 53151.2 | 9527.9 | 252.9 | 107.2 | 216688.2 | 0.1072 | 0.4428 | 0.1591
2021-02 | 23385.6 | 95949.8 | 34466.6 | 53151.2 | 9527.1 | 248.9 | 107.2 | 216836.4 | 0.1078 | 0.4425 | 0.159
2021-03 | 23491.6 | 95860.3 | 34466.6 | 52892.9 | 9527.1 | 249.7 | 107.2 | 216595.4 | 0.1085 | 0.4426 | 0.1591
2021-04 | 23504.9 | 95860.3 | 34466.6 | 52892.9 | 9527.1 | 247.7 | 107.2 | 216606.7 | 0.1085 | 0.4426 | 0.1591
2021-05 | 23835.2 | 95746.7 | 34466.6 | 52892.9 | 9527.1 | 257.7 | 107.2 | 216833.4 | 0.1099 | 0.4416 | 0.159
2021-06 | 24174.9 | 95752.3 | 34466.6 | 52892.9 | 9528.3 | 257.7 | 107.2 | 217179.9 | 0.1113 | 0.4409 | 0.1587
2021-07 | 24537.7 | 96586.2 | 34466.6 | 52892.9 | 9525.9 | 257.7 | 107.2 | 218374.2 | 0.1124 | 0.4423 | 0.1578
2021-08 | 24835.3 | 97191.4 | 34466.6 | 52892.9 | 9525.9 | 263.9 | 107.2 | 219283.2 | 0.1133 | 0.4432 | 0.1572
2021-09 | 24846.8 | 97139.2 | 34466.6 | 52892.9 | 9522.4 | 263.9 | 107.2 | 219239 | 0.1133 | 0.4431 | 0.1572
2021-10 | 24990.6 | 98430.9 | 34466.6 | 52892.9 | 9521.5 | 263.9 | 107.2 | 220673.6 | 0.1132 | 0.446 | 0.1562
2021-11 | 25106.1 | 98430.9 | 34466.6 | 52892.9 | 9521.5 | 263.9 | 107.2 | 220789.1 | 0.1137 | 0.4458 | 0.1561
2021-12 | 25456.4 | 98442.2 | 34466.6 | 52892.9 | 9518.3 | 263.9 | 107.2 | 221147.5 | 0.1151 | 0.4451 | 0.1559
2022-01 | 25609.1 | 99790.6 | 34466.6 | 51256 | 9877 | 265.1 | 11.2 | 221275.6 | 0.1157 | 0.451 | 0.1558
2022-02 | 25726.1 | 99790.6 | 34466.6 | 51256 | 9875.4 | 265.1 | 11.2 | 221391 | 0.1162 | 0.4507 | 0.1557
2022-03 | 25742.8 | 99786.4 | 34466.6 | 49939 | 9898.6 | 265.1 | 11.2 | 220109.7 | 0.117 | 0.4533 | 0.1566
2022-04 | 25755.2 | 99788.4 | 34466.6 | 49939 | 9746.5 | 265.1 | 11.2 | 219972 | 0.1171 | 0.4536 | 0.1567
2022-05 | 25940.8 | 100784.8 | 34466.6 | 48271.1 | 9747.6 | 265.1 | 11.2 | 219487.2 | 0.1182 | 0.4592 | 0.157
2022-06 | 25979.1 | 100668.9 | 34466.6 | 45454 | 9604.6 | 265.1 | 11.2 | 216449.5 | 0.12 | 0.4651 | 0.1592
2022-07 | 26002.2 | 101843.3 | 34466.6 | 45454 | 9599.8 | 265.1 | 11.2 | 217642.2 | 0.1195 | 0.4679 | 0.1584
2022-08 | 26006.2 | 101843.3 | 34466.6 | 45454 | 9599.8 | 265.1 | 11.2 | 217646.2 | 0.1195 | 0.4679 | 0.1584
2022-09 | 26071.1 | 101844.4 | 34466.6 | 45454 | 9563.8 | 265.1 | 11.2 | 217676.2 | 0.1198 | 0.4679 | 0.1583
2022-10 | 26179 | 101843.3 | 34466.6 | 45454 | 9517.8 | 265.1 | 11.2 | 217737 | 0.1202 | 0.4677 | 0.1583
2022-11 | 26268.3 | 101843.3 | 34466.6 | 45454 | 9517.8 | 277.1 | 11.2 | 217838.3 | 0.1206 | 0.4675 | 0.1582
2022-12 | 26520.2 | 101843.3 | 34466.6 | 45454 | 9500.3 | 277.1 | 11.2 | 218072.7 | 0.1216 | 0.467 | 0.1581
2023-01 | 26591.8 | 103646.5 | 34466.6 | 44202 | 8952.1 | 317.1 | 11.2 | 218187.3 | 0.1219 | 0.475 | 0.158
2023-02 | 26742.4 | 105016.5 | 34466.6 | 44202 | 8924.9 | 317.1 | 11.2 | 219680.7 | 0.1217 | 0.478 | 0.1569
2023-03 | 26827.8 | 105017.1 | 34466.6 | 44202 | 8889.9 | 324.1 | 11.2 | 219738.7 | 0.1221 | 0.4779 | 0.1569
2023-04 | 26863.9 | 106082.1 | 34466.6 | 44202 | 8889.9 | 324.1 | 11.2 | 220839.8 | 0.1216 | 0.4804 | 0.1561
2023-05 | 27125.3 | 105200.1 | 34466.6 | 43149.1 | 8889.9 | 336.1 | 11.2 | 219178.3 | 0.1238 | 0.48 | 0.1573
2023-06 | 27447.3 | 106068.9 | 34466.6 | 41455.1 | 8888.2 | 356.1 | 11.2 | 218693.4 | 0.1255 | 0.485 | 0.1576
2023-07 | 27620.6 | 106068.9 | 34466.6 | 40763.1 | 8888.2 | 356.1 | 11.2 | 218174.7 | 0.1266 | 0.4862 | 0.158
2023-08 | 27901.1 | 106068.9 | 34466.6 | 40103.1 | 8895 | 356.1 | 11.2 | 217802 | 0.1281 | 0.487 | 0.1582
2023-09 | 28200.1 | 104750.1 | 34466.6 | 40103.1 | 8895 | 356.1 | 11.2 | 216782.2 | 0.1301 | 0.4832 | 0.159
2023-10 | 28395.7 | 104750.1 | 34466.6 | 40103.1 | 8884 | 356.1 | 11.2 | 216966.8 | 0.1309 | 0.4828 | 0.1589
2023-11 | 28663.1 | 104750.1 | 34466.6 | 40103.1 | 8894.8 | 376.1 | 11.2 | 217265 | 0.1319 | 0.4821 | 0.1586
2023-12 | 30598 | 104741.5 | 34466.6 | 40103.1 | 8879.2 | 376.1 | 11.2 | 219175.7 | 0.1396 | 0.4779 | 0.1573
2024-01 | 30932.1 | 105373.8 | 34466.6 | 40103.1 | 8606.7 | 376.3 | 11.2 | 219869.8 | 0.1407 | 0.4793 | 0.1568
2024-02 | 31047.6 | 105373.8 | 34466.6 | 40103.1 | 8606.7 | 402.3 | 11.2 | 220011.3 | 0.1411 | 0.4789 | 0.1567
2024-03 | 31187.8 | 105370.8 | 34466.6 | 40103.1 | 8609.9 | 402.3 | 11.2 | 220151.7 | 0.1417 | 0.4786 | 0.1566
2024-04 | 31342.5 | 105371.8 | 34466.6 | 39443.1 | 8609.9 | 402.3 | 11.2 | 219647.4 | 0.1427 | 0.4797 | 0.1569
2024-05 | 31661 | 105371.8 | 34466.6 | 39443.1 | 8599.1 | 402.3 | 11.2 | 219955.1 | 0.1439 | 0.4791 | 0.1567
2024-06 | 32070.1 | 105216.8 | 34466.6 | 39214.1 | 8475.3 | 402.3 | 11.2 | 219856.4 | 0.1459 | 0.4786 | 0.1568
2024-07 | 32095.8 | 105218.8 | 34466.6 | 39214.1 | 8415.3 | 402.3 | 11.2 | 219824.1 | 0.146 | 0.4786 | 0.1568
2024-08 | 32170.4 | 105221.3 | 34466.6 | 39214.1 | 8415.3 | 402.3 | 11.2 | 219901.2 | 0.1463 | 0.4785 | 0.1567
2024-09 | 32414.7 | 105224.5 | 34466.6 | 39214.1 | 8413.5 | 404.8 | 11.2 | 220149.4 | 0.1472 | 0.478 | 0.1566
2024-10 | 32512.7 | 105224.5 | 34466.6 | 39214.1 | 8413.5 | 393.8 | 11.2 | 220236.4 | 0.1476 | 0.4778 | 0.1565
2024-11 | 33278.9 | 105224.5 | 34466.6 | 39214.1 | 8413.5 | 393.8 | 11.2 | 221002.6 | 0.1506 | 0.4761 | 0.156
2024-12 | 34588.6 | 105204.6 | 34466.6 | 39214.1 | 8406.3 | 418.8 | 11.2 | 222310.2 | 0.1556 | 0.4732 | 0.155
2025-01 | 35092.8 | 105204.8 | 34466.6 | 39214.1 | 8405.2 | 419.9 | 11.2 | 222814.6 | 0.1575 | 0.4722 | 0.1547
2025-02 | 35214.1 | 105204.8 | 34466.6 | 38768.6 | 8389.2 | 419.9 | 11.2 | 222474.4 | 0.1583 | 0.4729 | 0.1549
2025-03 | 35570.2 | 105204.8 | 34466.6 | 38768.6 | 8389.2 | 419.9 | 11.2 | 222830.5 | 0.1596 | 0.4721 | 0.1547
2025-04 | 35793.1 | 105204.8 | 34466.6 | 38768.6 | 8389.2 | 419.9 | 11.2 | 223053.4 | 0.1605 | 0.4717 | 0.1545
2025-05 | 35878.9 | 105179.4 | 34466.6 | 38768.6 | 8389.2 | 419.9 | 11.2 | 223113.8 | 0.1608 | 0.4714 | 0.1545
2025-06 | 36074.2 | 104795.4 | 34466.6 | 38768.6 | 8389.2 | 419.9 | 11.2 | 222925.1 | 0.1618 | 0.4701 | 0.1546
2025-07 | 36326.6 | 104793.4 | 34466.6 | 38768.6 | 8389.2 | 403.9 | 11.2 | 223159.5 | 0.1628 | 0.4696 | 0.1544
2025-08 | 36366.2 | 104796 | 34466.6 | 38768.6 | 8392.4 | 403.9 | 11.2 | 223204.9 | 0.1629 | 0.4695 | 0.1544
2025-09 | 36386.6 | 104796 | 34466.6 | 38768.6 | 8392.4 | 397.9 | 11.2 | 223219.3 | 0.163 | 0.4695 | 0.1544

## SPP
Month | Renewable_MW | Gas_MW | Nuclear_MW | Coal_MW | Other_Fossil_MW | Storage_MW | Other_MW | Total_MW | Renewable_Share | Gas_Share | Nuclear_Share
2020-01 | 24234.8 | 36256.9 | 2068.7 | 22997.1 | 2620.7 | 15 | 62 | 88255.2 | 0.2746 | 0.4108 | 0.0234
2020-02 | 24239.2 | 36256.9 | 2068.7 | 22997.1 | 2624.7 | 15 | 62 | 88263.6 | 0.2746 | 0.4108 | 0.0234
2020-03 | 24645 | 36256.9 | 2068.7 | 22784.3 | 2624.7 | 25 | 62 | 88466.6 | 0.2786 | 0.4098 | 0.0234
2020-04 | 24665 | 36256.9 | 2068.7 | 22784.3 | 2624.7 | 25 | 62 | 88486.6 | 0.2787 | 0.4097 | 0.0234
2020-05 | 24865.1 | 36115.9 | 2068.7 | 22784.3 | 2624.7 | 25 | 62 | 88545.7 | 0.2808 | 0.4079 | 0.0234
2020-06 | 25096.6 | 36115.9 | 2068.7 | 22784.3 | 2624.7 | 25 | 62 | 88777.2 | 0.2827 | 0.4068 | 0.0233
2020-07 | 25106.6 | 36115.9 | 2068.7 | 22784.3 | 2623.3 | 25 | 62 | 88785.8 | 0.2828 | 0.4068 | 0.0233
2020-08 | 25106.6 | 36104.4 | 2068.7 | 22784.3 | 2623.3 | 25 | 62 | 88774.3 | 0.2828 | 0.4067 | 0.0233
2020-09 | 25211.6 | 36104.4 | 2068.7 | 22064.3 | 2628.9 | 25 | 62 | 88164.9 | 0.286 | 0.4095 | 0.0235
2020-10 | 25211.6 | 36104.4 | 2068.7 | 22064.3 | 2628.9 | 25 | 62 | 88164.9 | 0.286 | 0.4095 | 0.0235
2020-11 | 26210 | 36104.4 | 2068.7 | 22064.3 | 2628.9 | 25 | 62 | 89163.3 | 0.294 | 0.4049 | 0.0232
2020-12 | 27947.7 | 35563.9 | 2068.7 | 22064.3 | 2628.9 | 25 | 62 | 90360.5 | 0.3093 | 0.3936 | 0.0229
2021-01 | 28426.5 | 35387.4 | 2068.7 | 22064.3 | 2781.9 | 25.5 | 62 | 90816.3 | 0.313 | 0.3897 | 0.0228
2021-02 | 28778.3 | 35387.4 | 2068.7 | 22064.3 | 2781.9 | 25.5 | 62 | 91168.1 | 0.3157 | 0.3882 | 0.0227
2021-03 | 29215.6 | 35387.4 | 2068.7 | 22064.3 | 2781.9 | 25.5 | 62 | 91605.4 | 0.3189 | 0.3863 | 0.0226
2021-04 | 29569.4 | 35387.4 | 2068.7 | 22064.3 | 2780.9 | 25.5 | 62 | 91958.2 | 0.3216 | 0.3848 | 0.0225
2021-05 | 30025 | 35387.4 | 2068.7 | 22064.3 | 2777.7 | 25.5 | 62 | 92410.6 | 0.3249 | 0.3829 | 0.0224
2021-06 | 30026.4 | 35380.4 | 2068.7 | 22064.3 | 2777.7 | 26.9 | 62 | 92406.4 | 0.3249 | 0.3829 | 0.0224
2021-07 | 30028.4 | 35380.4 | 2068.7 | 22064.3 | 2777.7 | 26.9 | 62 | 92408.4 | 0.325 | 0.3829 | 0.0224
2021-08 | 30028.4 | 35380.4 | 2068.7 | 22064.3 | 2779.5 | 26.9 | 62 | 92410.2 | 0.3249 | 0.3829 | 0.0224
2021-09 | 30316.4 | 35380.4 | 2068.7 | 22064.3 | 2779.5 | 26.9 | 62 | 92698.2 | 0.327 | 0.3817 | 0.0223
2021-10 | 30324.1 | 35444.8 | 2068.7 | 22064.3 | 2779.5 | 26.9 | 62 | 92770.3 | 0.3269 | 0.3821 | 0.0223
2021-11 | 30441.1 | 35444.8 | 2068.7 | 22064.3 | 2779.5 | 26.9 | 62 | 92887.3 | 0.3277 | 0.3816 | 0.0223
2021-12 | 31764.4 | 35444.8 | 2068.7 | 22064.3 | 2779.5 | 26.9 | 62 | 94210.6 | 0.3372 | 0.3762 | 0.022
2022-01 | 31923.5 | 35687.7 | 2068.7 | 22059.3 | 2525.4 | 26.9 | 62 | 94353.5 | 0.3383 | 0.3782 | 0.0219
2022-02 | 31924.8 | 35687.7 | 2068.7 | 22059.3 | 2525.4 | 26.9 | 62 | 94354.8 | 0.3383 | 0.3782 | 0.0219
2022-03 | 32233.2 | 35687.7 | 2068.7 | 22059.3 | 2517.4 | 26.9 | 62 | 94655.2 | 0.3405 | 0.377 | 0.0219
2022-04 | 33232.2 | 35741.7 | 2068.7 | 22059.3 | 2517.4 | 26.9 | 62 | 95708.2 | 0.3472 | 0.3734 | 0.0216
2022-05 | 33232.2 | 35741.7 | 2068.7 | 22059.3 | 2517.4 | 26.9 | 62 | 95708.2 | 0.3472 | 0.3734 | 0.0216
2022-06 | 33234.2 | 35741.7 | 2068.7 | 22059.3 | 2520.5 | 26.9 | 62 | 95713.3 | 0.3472 | 0.3734 | 0.0216
2022-07 | 33242.8 | 35741.7 | 2068.7 | 22059.3 | 2520 | 26.9 | 62 | 95721.4 | 0.3473 | 0.3734 | 0.0216
2022-08 | 33242.8 | 35741.7 | 2068.7 | 22059.3 | 2520 | 26.9 | 62 | 95721.4 | 0.3473 | 0.3734 | 0.0216
2022-09 | 33242.8 | 35741.7 | 2068.7 | 22059.3 | 2520 | 26.9 | 62 | 95721.4 | 0.3473 | 0.3734 | 0.0216
2022-10 | 33242.8 | 35741.7 | 2068.7 | 22059.3 | 2526.2 | 26.9 | 62 | 95727.6 | 0.3473 | 0.3734 | 0.0216
2022-11 | 34569.8 | 35741.7 | 2068.7 | 22059.3 | 2526.2 | 26.9 | 62 | 97054.6 | 0.3562 | 0.3683 | 0.0213
2022-12 | 34569.8 | 35643.7 | 2068.7 | 22059.3 | 2526.2 | 26.9 | 62 | 96956.6 | 0.3565 | 0.3676 | 0.0213
2023-01 | 34858.8 | 35766.4 | 2097.3 | 22088.2 | 2729.3 | 26.9 | 62 | 97628.9 | 0.3571 | 0.3664 | 0.0215
2023-02 | 34859.8 | 35766.4 | 2097.3 | 22088.2 | 2731.1 | 26.9 | 62 | 97631.7 | 0.3571 | 0.3663 | 0.0215
2023-03 | 35163.1 | 35766.4 | 2097.3 | 21367.2 | 2731.1 | 27.9 | 62 | 97215 | 0.3617 | 0.3679 | 0.0216
2023-04 | 35193.1 | 35766.4 | 2097.3 | 21367.2 | 2731.1 | 27.9 | 62 | 97245 | 0.3619 | 0.3678 | 0.0216
2023-05 | 35195.9 | 35766.4 | 2097.3 | 21367.2 | 2731.1 | 27.9 | 62 | 97247.8 | 0.3619 | 0.3678 | 0.0216
2023-06 | 35196.9 | 35766.4 | 2097.3 | 21367.2 | 2734.1 | 27.9 | 62 | 97251.8 | 0.3619 | 0.3678 | 0.0216
2023-07 | 35196.9 | 35766.4 | 2097.3 | 21367.2 | 2734.1 | 27.9 | 62 | 97251.8 | 0.3619 | 0.3678 | 0.0216
2023-08 | 35216.9 | 35766.4 | 2097.3 | 21367.2 | 2734.1 | 27.9 | 62 | 97271.8 | 0.362 | 0.3677 | 0.0216
2023-09 | 35296.9 | 35773.5 | 2097.3 | 21367.2 | 2738 | 27.9 | 62 | 97362.8 | 0.3625 | 0.3674 | 0.0215
2023-10 | 35694.9 | 35773.5 | 2097.3 | 21367.2 | 2738 | 27.9 | 62 | 97760.8 | 0.3651 | 0.3659 | 0.0215
2023-11 | 35699.3 | 35773.5 | 2097.3 | 21367.2 | 2738 | 27.9 | 62 | 97765.2 | 0.3652 | 0.3659 | 0.0215
2023-12 | 36643.5 | 35773.5 | 2097.3 | 21367.2 | 2734.9 | 26.7 | 62 | 98705.1 | 0.3712 | 0.3624 | 0.0212
2024-01 | 37081.2 | 35494.1 | 2097.3 | 20999.3 | 2730.2 | 28.5 | 62 | 98492.6 | 0.3765 | 0.3604 | 0.0213
2024-02 | 37282.7 | 35494.1 | 2097.3 | 20999.3 | 2732.2 | 28.5 | 62 | 98696.1 | 0.3778 | 0.3596 | 0.0213
2024-03 | 37282.7 | 35494.1 | 2097.3 | 20999.3 | 2735.2 | 28.5 | 62 | 98699.1 | 0.3777 | 0.3596 | 0.0212
2024-04 | 37282.7 | 35494.1 | 2097.3 | 20999.3 | 2735.2 | 28.5 | 62 | 98699.1 | 0.3777 | 0.3596 | 0.0212
2024-05 | 37485.7 | 35494.1 | 2097.3 | 20999.3 | 2728.3 | 28.5 | 62 | 98895.2 | 0.379 | 0.3589 | 0.0212
2024-06 | 37485.7 | 35498.3 | 2097.3 | 20999.3 | 2734.3 | 28.5 | 62 | 98905.4 | 0.379 | 0.3589 | 0.0212
2024-07 | 37484.5 | 35498.3 | 2097.3 | 20999.3 | 2734.3 | 28.5 | 62 | 98904.2 | 0.379 | 0.3589 | 0.0212
2024-08 | 37484.5 | 35498.3 | 2097.3 | 20999.3 | 2727.7 | 28.5 | 62 | 98897.6 | 0.379 | 0.3589 | 0.0212
2024-09 | 37489.5 | 35498.3 | 2097.3 | 20999.3 | 2727.7 | 28.5 | 62 | 98902.6 | 0.3791 | 0.3589 | 0.0212
2024-10 | 37489.5 | 35454.6 | 2097.3 | 20999.3 | 2727.7 | 28.5 | 62 | 98858.9 | 0.3792 | 0.3586 | 0.0212
2024-11 | 37489.5 | 35454.6 | 2097.3 | 20999.3 | 2727.7 | 28.5 | 62 | 98858.9 | 0.3792 | 0.3586 | 0.0212
2024-12 | 38005.5 | 35370 | 2097.3 | 20999.3 | 2723.4 | 28.5 | 62 | 99286 | 0.3828 | 0.3562 | 0.0211
2025-01 | 38085.2 | 35369.3 | 2097.3 | 20999.3 | 2718 | 28.5 | 62 | 99359.6 | 0.3833 | 0.356 | 0.0211
2025-02 | 38392.4 | 35369.3 | 2097.3 | 20999.3 | 2718 | 28.5 | 62 | 99666.8 | 0.3852 | 0.3549 | 0.021
2025-03 | 38414.5 | 35729.3 | 2097.3 | 20639.3 | 2718 | 28.5 | 62 | 99688.9 | 0.3853 | 0.3584 | 0.021
2025-04 | 38414.5 | 35842.1 | 2097.3 | 20639.3 | 2718 | 28.5 | 62 | 99801.7 | 0.3849 | 0.3591 | 0.021
2025-05 | 38605.5 | 35842.1 | 2097.3 | 20639.3 | 2718 | 198.5 | 62 | 100162.7 | 0.3854 | 0.3578 | 0.0209
2025-06 | 38739.5 | 36615.8 | 2097.3 | 20639.3 | 2718 | 198.5 | 62 | 101070.4 | 0.3833 | 0.3623 | 0.0208
2025-07 | 38739.5 | 36975.8 | 2097.3 | 20279.3 | 2718 | 198.5 | 62 | 101070.4 | 0.3833 | 0.3658 | 0.0208
2025-08 | 38965 | 37221.5 | 2097.3 | 20279.3 | 2718 | 198.5 | 62 | 101541.6 | 0.3837 | 0.3666 | 0.0207
2025-09 | 38965 | 37221.5 | 2097.3 | 20279.3 | 2718 | 198.5 | 62 | 101541.6 | 0.3837 | 0.3666 | 0.0207

## Generator_Locations
period | balancing_authority_code | plantName | plantid | generatorid | entityName | technology | latitude | longitude | capacity_mw
2025-09 | MISO | Madelia | 30 | 1 | City of Madelia - (MN) | Petroleum Liquids | 44.0501 | -94.4178 | 3.1
2025-09 | MISO | Madelia | 30 | 2 | City of Madelia - (MN) | Petroleum Liquids | 44.0501 | -94.4178 | 2
2025-09 | MISO | Madelia | 30 | 3 | City of Madelia - (MN) | Petroleum Liquids | 44.0501 | -94.4178 | 1.1
2025-09 | MISO | Madelia | 30 | 4 | City of Madelia - (MN) | Petroleum Liquids | 44.0501 | -94.4178 | 4.3
2025-09 | MISO | Madelia | 30 | 5 | City of Madelia - (MN) | Petroleum Liquids | 44.0501 | -94.4178 | 1.3
2025-09 | CISO | Rollins | 34 | 1P | Nevada Irrigation District | Conventional Hydroelectric | 39.1343 | -120.9533 | 12.1
2025-09 | PJM | J K Smith | 54 | GT1 | East Kentucky Power Coop, Inc | Natural Gas Fired Combustion Turbine | 37.8833 | -84.1017 | 149
2025-09 | PJM | J K Smith | 54 | GT10 | East Kentucky Power Coop, Inc | Natural Gas Fired Combustion Turbine | 37.8833 | -84.1017 | 98
2025-09 | PJM | J K Smith | 54 | GT2 | East Kentucky Power Coop, Inc | Natural Gas Fired Combustion Turbine | 37.8833 | -84.1017 | 149
2025-09 | PJM | J K Smith | 54 | GT3 | East Kentucky Power Coop, Inc | Natural Gas Fired Combustion Turbine | 37.8833 | -84.1017 | 149
2025-09 | PJM | J K Smith | 54 | GT4 | East Kentucky Power Coop, Inc | Natural Gas Fired Combustion Turbine | 37.8833 | -84.1017 | 108
2025-09 | PJM | J K Smith | 54 | GT5 | East Kentucky Power Coop, Inc | Natural Gas Fired Combustion Turbine | 37.8833 | -84.1017 | 108
2025-09 | PJM | J K Smith | 54 | GT6 | East Kentucky Power Coop, Inc | Natural Gas Fired Combustion Turbine | 37.8833 | -84.1017 | 98
2025-09 | PJM | J K Smith | 54 | GT7 | East Kentucky Power Coop, Inc | Natural Gas Fired Combustion Turbine | 37.8833 | -84.1017 | 98
2025-09 | PJM | J K Smith | 54 | GT9 | East Kentucky Power Coop, Inc | Natural Gas Fired Combustion Turbine | 37.8833 | -84.1017 | 98
2025-09 | SWPP | Platte | 59 | 1 | City of Grand Island - (NE) | Conventional Steam Coal | 40.8548 | -98.3482 | 109.8
2025-09 | SWPP | Whelan Energy Center | 60 | 1 | City of Hastings - (NE) | Conventional Steam Coal | 40.5809 | -98.3124 | 76.3
2025-09 | SWPP | Whelan Energy Center | 60 | 2 | City of Hastings - (NE) | Conventional Steam Coal | 40.5809 | -98.3124 | 248
2025-09 | CISO | Venice Hydro | 72 | 1 | Metropolitan Water District of S CA | Conventional Hydroelectric | 34.0114 | -118.4168 | 10.1
2025-09 | NYIS | Ashokan | 88 | 1 | New York Power Authority | Conventional Hydroelectric | 41.949 | -74.2063 | 2.3
2025-09 | NYIS | Ashokan | 88 | 2 | New York Power Authority | Conventional Hydroelectric | 41.949 | -74.2063 | 2.3
2025-09 | CISO | J S Eastwood | 104 | 1 | Southern California Edison Co | Hydroelectric Pumped Storage | 37.1479 | -119.2567 | 199.8
2025-09 | SWPP | Holcomb | 108 | 1 | Sunflower Electric Power Corp | Conventional Steam Coal | 37.9308 | -100.9725 | 348.7
2025-09 | SWPP | GREC | 165 | 2 | Grand River Dam Authority | Conventional Steam Coal | 36.1903 | -95.2894 | 594
2025-09 | SWPP | GREC | 165 | 3CT | Grand River Dam Authority | Natural Gas Fired Combined Cycle | 36.1903 | -95.2894 | 369
2025-09 | SWPP | GREC | 165 | 3ST | Grand River Dam Authority | Natural Gas Fired Combined Cycle | 36.1903 | -95.2894 | 231.3
2025-09 | MISO | Carpenter | 166 | 1 | Entergy Arkansas LLC | Conventional Hydroelectric | 34.4425 | -93.0262 | 28
2025-09 | MISO | Carpenter | 166 | 2 | Entergy Arkansas LLC | Conventional Hydroelectric | 34.4425 | -93.0262 | 28
2025-09 | MISO | Lake Catherine | 170 | 4 | Entergy Arkansas LLC | Natural Gas Steam Turbine | 34.4341 | -92.9049 | 552.5
2025-09 | MISO | Osceola (AR) | 172 | 9 | City of Osceola - (AR) | Petroleum Liquids | 35.7054 | -89.9689 | 1.6
2025-09 | MISO | Remmel | 174 | 1 | Entergy Arkansas LLC | Conventional Hydroelectric | 34.4272 | -92.8941 | 3
2025-09 | MISO | Remmel | 174 | 2 | Entergy Arkansas LLC | Conventional Hydroelectric | 34.4272 | -92.8941 | 3
2025-09 | MISO | Remmel | 174 | 3 | Entergy Arkansas LLC | Conventional Hydroelectric | 34.4272 | -92.8941 | 3
2025-09 | CISO | Volta 2 | 180 | 1 | Pacific Gas & Electric Co. | Conventional Hydroelectric | 40.4519 | -121.8621 | 1
2025-09 | MISO | Degray | 187 | 1 | USCE -Vickburg District | Conventional Hydroelectric | 34.2119 | -93.111 | 40
2025-09 | MISO | Degray | 187 | 2 | USCE -Vickburg District | Hydroelectric Pumped Storage | 34.2119 | -93.111 | 30
2025-09 | SWPP | Narrows (AR) | 195 | 1 | USCE -Vickburg District | Conventional Hydroelectric | 34.1484 | -93.7152 | 8.5
2025-09 | SWPP | Narrows (AR) | 195 | 2 | USCE -Vickburg District | Conventional Hydroelectric | 34.1484 | -93.7152 | 8.5
2025-09 | SWPP | Narrows (AR) | 195 | 3 | USCE -Vickburg District | Conventional Hydroelectric | 34.1484 | -93.7152 | 8.5
2025-09 | MISO | Blakely Mountain | 197 | 1 | USCE -Vickburg District | Conventional Hydroelectric | 34.571 | -93.1944 | 37.5
2025-09 | MISO | Blakely Mountain | 197 | 2 | USCE -Vickburg District | Conventional Hydroelectric | 34.571 | -93.1944 | 37.5
2025-09 | SWPP | Thomas Fitzhugh | 201 | 1 | Arkansas Electric Coop Corp | Natural Gas Fired Combined Cycle | 35.4624 | -93.8049 | 59
2025-09 | SWPP | Thomas Fitzhugh | 201 | 2 | Arkansas Electric Coop Corp | Natural Gas Fired Combined Cycle | 35.4624 | -93.8049 | 126
2025-09 | MISO | McClellan (AR) | 203 | 1 | Arkansas Electric Coop Corp | Natural Gas Steam Turbine | 33.5648 | -92.7917 | 136
2025-09 | MISO | Clinton Power Station | 204 | 1 | Constellation Nuclear | Nuclear | 40.1719 | -88.8339 | 1138.3
2025-09 | SWPP | Wolf Creek Generating Station | 210 | 1 | Wolf Creek Nuclear Optg Corp | Nuclear | 38.2393 | -95.6898 | 1296.3
2025-09 | CISO | Alta Powerhouse | 214 | 1 | Pacific Gas & Electric Co. | Conventional Hydroelectric | 39.216 | -120.8036 | 1
2025-09 | CISO | Angels | 215 | 1 | Utica Water & Power Authority | Conventional Hydroelectric | 38.0719 | -120.5394 | 1.4
2025-09 | CISO | Balch 1 | 217 | 1 | Pacific Gas & Electric Co. | Conventional Hydroelectric | 36.9091 | -119.0877 | 31
2025-09 | CISO | Balch 2 | 218 | 2 | Pacific Gas & Electric Co. | Conventional Hydroelectric | 36.9089 | -119.0876 | 48.6
2025-09 | CISO | Balch 2 | 218 | 3 | Pacific Gas & Electric Co. | Conventional Hydroelectric | 36.9089 | -119.0876 | 48.6
2025-09 | CISO | Bucks Creek | 220 | H1 | Pacific Gas & Electric Co. | Conventional Hydroelectric | 39.9106 | -121.3277 | 33
2025-09 | CISO | Butt Valley | 221 | 1 | Pacific Gas & Electric Co. | Conventional Hydroelectric | 40.1757 | -121.1907 | 40
2025-09 | CISO | Caribou 1 | 222 | 1 | Pacific Gas & Electric Co. | Conventional Hydroelectric | 40.0855 | -121.1482 | 23.8
2025-09 | CISO | Caribou 1 | 222 | 2 | Pacific Gas & Electric Co. | Conventional Hydroelectric | 40.0855 | -121.1482 | 25
2025-09 | CISO | Caribou 1 | 222 | 3 | Pacific Gas & Electric Co. | Conventional Hydroelectric | 40.0855 | -121.1482 | 25
2025-09 | CISO | Caribou 2 | 223 | 4 | Pacific Gas & Electric Co. | Conventional Hydroelectric | 40.086 | -121.1494 | 60.3
2025-09 | CISO | Chili Bar | 225 | 1 | Sacramento Municipal Util Dist | Conventional Hydroelectric | 38.7718 | -120.8132 | 8.3
2025-09 | CISO | Coleman PH | 227 | 1 | Pacific Gas & Electric Co. | Conventional Hydroelectric | 40.4046 | -122.1219 | 12.1
2025-09 | CISO | Cresta | 231 | 1 | Pacific Gas & Electric Co. | Conventional Hydroelectric | 39.8259 | -121.4097 | 36.9
2025-09 | CISO | Cresta | 231 | 2 | Pacific Gas & Electric Co. | Conventional Hydroelectric | 39.8259 | -121.4097 | 36.9
2025-09 | CISO | De Sabla | 232 | 1 | Pacific Gas & Electric Co. | Conventional Hydroelectric | 39.8693 | -121.6318 | 18.4
2025-09 | CISO | Deer Creek PH | 233 | 1 | Nevada Irrigation District | Conventional Hydroelectric | 39.2981 | -120.8443 | 5.5
2025-09 | CISO | Drum 1 | 235 | 1 | Pacific Gas & Electric Co. | Conventional Hydroelectric | 39.2569 | -120.7674 | 12
2025-09 | CISO | Drum 1 | 235 | 2 | Pacific Gas & Electric Co. | Conventional Hydroelectric | 39.2569 | -120.7674 | 12
2025-09 | CISO | Drum 1 | 235 | 3 | Pacific Gas & Electric Co. | Conventional Hydroelectric | 39.2569 | -120.7674 | 12
2025-09 | CISO | Drum 1 | 235 | 4 | Pacific Gas & Electric Co. | Conventional Hydroelectric | 39.2569 | -120.7674 | 13.2
2025-09 | CISO | Drum 2 | 236 | 5 | Pacific Gas & Electric Co. | Conventional Hydroelectric | 39.2574 | -120.767 | 53.1
2025-09 | CISO | Dutch Flat | 237 | 1 | Pacific Gas & Electric Co. | Conventional Hydroelectric | 39.217 | -120.8356 | 22
2025-09 | CISO | El Dorado | 238 | 1 | El Dorado Irrigation District | Conventional Hydroelectric | 38.7936 | -120.6192 | 10
2025-09 | CISO | El Dorado | 238 | 2 | El Dorado Irrigation District | Conventional Hydroelectric | 38.7936 | -120.6192 | 10
2025-09 | CISO | Electra | 239 | 1 | Pacific Gas & Electric Co. | Conventional Hydroelectric | 38.331 | -120.6699 | 32.3
2025-09 | CISO | Electra | 239 | 2 | Pacific Gas & Electric Co. | Conventional Hydroelectric | 38.331 | -120.6699 | 35.1
2025-09 | CISO | Electra | 239 | 3 | Pacific Gas & Electric Co. | Conventional Hydroelectric | 38.331 | -120.6699 | 35.1
2025-09 | CISO | Haas | 240 | H1 | Pacific Gas & Electric Co. | Conventional Hydroelectric | 36.9274 | -119.0203 | 67.5
2025-09 | CISO | Haas | 240 | H2 | Pacific Gas & Electric Co. | Conventional Hydroelectric | 36.9274 | -119.0203 | 67.5
2025-09 | CISO | Hat Creek 1 | 243 | 1 | Pacific Gas & Electric Co. | Conventional Hydroelectric | 40.9293 | -121.5445 | 10
2025-09 | CISO | Hat Creek 2 | 244 | 1 | Pacific Gas & Electric Co. | Conventional Hydroelectric | 40.9607 | -121.5487 | 10
2025-09 | CISO | Humboldt Bay | 246 | IC1 | Pacific Gas & Electric Co. | Natural Gas Internal Combustion Engine | 40.7415 | -124.2103 | 16.7
2025-09 | CISO | Humboldt Bay | 246 | IC10 | Pacific Gas & Electric Co. | Natural Gas Internal Combustion Engine | 40.7415 | -124.2103 | 16.7
2025-09 | CISO | Humboldt Bay | 246 | IC2 | Pacific Gas & Electric Co. | Natural Gas Internal Combustion Engine | 40.7415 | -124.2103 | 16.7
2025-09 | CISO | Humboldt Bay | 246 | IC3 | Pacific Gas & Electric Co. | Natural Gas Internal Combustion Engine | 40.7415 | -124.2103 | 16.7
2025-09 | CISO | Humboldt Bay | 246 | IC4 | Pacific Gas & Electric Co. | Natural Gas Internal Combustion Engine | 40.7415 | -124.2103 | 16.7
2025-09 | CISO | Humboldt Bay | 246 | IC5 | Pacific Gas & Electric Co. | Natural Gas Internal Combustion Engine | 40.7415 | -124.2103 | 16.7
2025-09 | CISO | Humboldt Bay | 246 | IC6 | Pacific Gas & Electric Co. | Natural Gas Internal Combustion Engine | 40.7415 | -124.2103 | 16.7
2025-09 | CISO | Humboldt Bay | 246 | IC7 | Pacific Gas & Electric Co. | Natural Gas Internal Combustion Engine | 40.7415 | -124.2103 | 16.7
2025-09 | CISO | Humboldt Bay | 246 | IC8 | Pacific Gas & Electric Co. | Natural Gas Internal Combustion Engine | 40.7415 | -124.2103 | 16.7
2025-09 | CISO | Humboldt Bay | 246 | IC9 | Pacific Gas & Electric Co. | Natural Gas Internal Combustion Engine | 40.7415 | -124.2103 | 16.7
2025-09 | CISO | James B Black | 249 | 1 | Pacific Gas & Electric Co. | Conventional Hydroelectric | 40.9923 | -121.9752 | 85.1
2025-09 | CISO | James B Black | 249 | 2 | Pacific Gas & Electric Co. | Conventional Hydroelectric | 40.9923 | -121.9752 | 83.5
2025-09 | CISO | Kings River PH | 254 | H1 | Pacific Gas & Electric Co. | Conventional Hydroelectric | 36.8882 | -119.1588 | 48.6
2025-09 | CISO | Merced Falls | 258 | 1 | Merced Irrigation District | Conventional Hydroelectric | 37.523 | -120.3299 | 3.4
2025-09 | CISO | Dynegy Moss Landing Power Plant Hybrid | 260 | BAT1 | Dynegy -Moss Landing LLC | Batteries | 36.8048 | -121.7822 | 300
2025-09 | CISO | Dynegy Moss Landing Power Plant Hybrid | 260 | BAT2 | Dynegy -Moss Landing LLC | Batteries | 36.8048 | -121.7822 | 100
2025-09 | CISO | Dynegy Moss Landing Power Plant Hybrid | 260 | BAT3 | Dynegy -Moss Landing LLC | Batteries | 36.8048 | -121.7822 | 350
2025-09 | CISO | Dynegy Moss Landing Power Plant Hybrid | 260 | CT1A | Dynegy -Moss Landing LLC | Natural Gas Fired Combined Cycle | 36.8048 | -121.7822 | 233
2025-09 | CISO | Dynegy Moss Landing Power Plant Hybrid | 260 | CT1B | Dynegy -Moss Landing LLC | Natural Gas Fired Combined Cycle | 36.8048 | -121.7822 | 233
2025-09 | CISO | Dynegy Moss Landing Power Plant Hybrid | 260 | CT2A | Dynegy -Moss Landing LLC | Natural Gas Fired Combined Cycle | 36.8048 | -121.7822 | 233
2025-09 | CISO | Dynegy Moss Landing Power Plant Hybrid | 260 | CT2B | Dynegy -Moss Landing LLC | Natural Gas Fired Combined Cycle | 36.8048 | -121.7822 | 233
2025-09 | CISO | Dynegy Moss Landing Power Plant Hybrid | 260 | ST1 | Dynegy -Moss Landing LLC | Natural Gas Fired Combined Cycle | 36.8048 | -121.7822 | 233
2025-09 | CISO | Dynegy Moss Landing Power Plant Hybrid | 260 | ST2 | Dynegy -Moss Landing LLC | Natural Gas Fired Combined Cycle | 36.8048 | -121.7822 | 233
2025-09 | CISO | Murphys | 261 | 1 | Utica Water & Power Authority | Conventional Hydroelectric | 38.1471 | -120.4464 | 3.6
2025-09 | CISO | Narrows PH | 262 | 1 | Yuba County Water Agency | Conventional Hydroelectric | 39.2364 | -121.2717 | 10.2
2025-09 | CISO | Phoenix | 264 | 1 | Pacific Gas & Electric Co. | Conventional Hydroelectric | 38.0321 | -120.3265 | 1.6
2025-09 | CISO | Pit 1 | 265 | H1 | Pacific Gas & Electric Co. | Conventional Hydroelectric | 40.9908 | -121.4982 | 34.6
2025-09 | CISO | Pit 1 | 265 | H2 | Pacific Gas & Electric Co. | Conventional Hydroelectric | 40.9908 | -121.4982 | 34.6
2025-09 | CISO | Pit 3 | 266 | H1 | Pacific Gas & Electric Co. | Conventional Hydroelectric | 40.9974 | -121.7481 | 26.7
2025-09 | CISO | Pit 3 | 266 | H2 | Pacific Gas & Electric Co. | Conventional Hydroelectric | 40.9974 | -121.7481 | 26.7
2025-09 | CISO | Pit 3 | 266 | H3 | Pacific Gas & Electric Co. | Conventional Hydroelectric | 40.9974 | -121.7481 | 26.7
2025-09 | CISO | Pit 4 | 267 | 1 | Pacific Gas & Electric Co. | Conventional Hydroelectric | 40.9864 | -121.8494 | 51.7
2025-09 | CISO | Pit 4 | 267 | 2 | Pacific Gas & Electric Co. | Conventional Hydroelectric | 40.9864 | -121.8494 | 51.7
2025-09 | CISO | Pit 5 | 268 | H1 | Pacific Gas & Electric Co. | Conventional Hydroelectric | 40.9862 | -121.9776 | 38.2
2025-09 | CISO | Pit 5 | 268 | H2 | Pacific Gas & Electric Co. | Conventional Hydroelectric | 40.9862 | -121.9776 | 38.2
2025-09 | CISO | Pit 5 | 268 | H3 | Pacific Gas & Electric Co. | Conventional Hydroelectric | 40.9862 | -121.9776 | 33.2
2025-09 | CISO | Pit 5 | 268 | H4 | Pacific Gas & Electric Co. | Conventional Hydroelectric | 40.9862 | -121.9776 | 32
2025-09 | CISO | Pit 6 | 269 | H1 | Pacific Gas & Electric Co. | Conventional Hydroelectric | 40.9226 | -121.9929 | 39.6
2025-09 | CISO | Pit 6 | 269 | H2 | Pacific Gas & Electric Co. | Conventional Hydroelectric | 40.9226 | -121.9929 | 39.6
2025-09 | CISO | Pit 7 | 270 | H1 | Pacific Gas & Electric Co. | Conventional Hydroelectric | 40.8475 | -121.9908 | 57.6
2025-09 | CISO | Pit 7 | 270 | H2 | Pacific Gas & Electric Co. | Conventional Hydroelectric | 40.8475 | -121.9908 | 52.2
2025-09 | CISO | Poe | 272 | 1 | Pacific Gas & Electric Co. | Conventional Hydroelectric | 39.7229 | -121.4698 | 71.4
2025-09 | CISO | Poe | 272 | 2 | Pacific Gas & Electric Co. | Conventional Hydroelectric | 39.7229 | -121.4698 | 71.4
2025-09 | CISO | Rock Creek | 275 | H1 | Pacific Gas & Electric Co. | Conventional Hydroelectric | 39.9052 | -121.3452 | 63
2025-09 | CISO | Rock Creek | 275 | H2 | Pacific Gas & Electric Co. | Conventional Hydroelectric | 39.9052 | -121.3452 | 63
2025-09 | CISO | Salt Springs | 279 | 1 | Pacific Gas & Electric Co. | Conventional Hydroelectric | 38.4979 | -120.2181 | 12.3
2025-09 | CISO | Salt Springs | 279 | 2 | Pacific Gas & Electric Co. | Conventional Hydroelectric | 38.4979 | -120.2181 | 29.7
2025-09 | CISO | South | 280 | 1 | Pacific Gas & Electric Co. | Conventional Hydroelectric | 40.3954 | -121.8792 | 6.7
2025-09 | CISO | Spaulding 1 | 281 | 1 | Pacific Gas & Electric Co. | Conventional Hydroelectric | 39.3246 | -120.6448 | 7
2025-09 | CISO | Spaulding 2 | 282 | 1 | Pacific Gas & Electric Co. | Conventional Hydroelectric | 39.3246 | -120.6454 | 3.7
2025-09 | CISO | Spaulding 3 | 283 | 1 | Pacific Gas & Electric Co. | Conventional Hydroelectric | 39.3377 | -120.6355 | 6.6
2025-09 | CISO | Spring Gap | 284 | 1 | Pacific Gas & Electric Co. | Conventional Hydroelectric | 38.1865 | -120.1117 | 6
2025-09 | CISO | Stanislaus | 285 | HC1 | Pacific Gas & Electric Co. | Conventional Hydroelectric | 38.139 | -120.3703 | 81.9
2025-09 | CISO | Geysers Unit 5-20 | 286 | U11 | Geysers Power Co LLC | Geothermal | 38.777 | -122.745 | 110
2025-09 | CISO | Geysers Unit 5-20 | 286 | U12 | Geysers Power Co LLC | Geothermal | 38.777 | -122.745 | 110
2025-09 | CISO | Geysers Unit 5-20 | 286 | U13 | Geysers Power Co LLC | Geothermal | 38.777 | -122.745 | 138
2025-09 | CISO | Geysers Unit 5-20 | 286 | U14 | Geysers Power Co LLC | Geothermal | 38.777 | -122.745 | 113
2025-09 | CISO | Geysers Unit 5-20 | 286 | U16 | Geysers Power Co LLC | Geothermal | 38.777 | -122.745 | 118
2025-09 | CISO | Geysers Unit 5-20 | 286 | U17 | Geysers Power Co LLC | Geothermal | 38.777 | -122.745 | 118
2025-09 | CISO | Geysers Unit 5-20 | 286 | U18 | Geysers Power Co LLC | Geothermal | 38.777 | -122.745 | 118
2025-09 | CISO | Geysers Unit 5-20 | 286 | U20 | Geysers Power Co LLC | Geothermal | 38.777 | -122.745 | 118
2025-09 | CISO | Geysers Unit 5-20 | 286 | U5 | Geysers Power Co LLC | Geothermal | 38.777 | -122.745 | 55
2025-09 | CISO | Geysers Unit 5-20 | 286 | U6 | Geysers Power Co LLC | Geothermal | 38.777 | -122.745 | 55
2025-09 | CISO | Geysers Unit 5-20 | 286 | U7 | Geysers Power Co LLC | Geothermal | 38.777 | -122.745 | 55
2025-09 | CISO | Geysers Unit 5-20 | 286 | U8 | Geysers Power Co LLC | Geothermal | 38.777 | -122.745 | 55
2025-09 | CISO | Tiger Creek | 287 | H1 | Pacific Gas & Electric Co. | Conventional Hydroelectric | 38.4493 | -120.4926 | 25.5
2025-09 | CISO | Tiger Creek | 287 | H2 | Pacific Gas & Electric Co. | Conventional Hydroelectric | 38.4493 | -120.4926 | 26.7
2025-09 | CISO | West Point PH | 291 | 1 | Pacific Gas & Electric Co. | Conventional Hydroelectric | 38.4209 | -120.5496 | 13.6
2025-09 | CISO | Wise | 292 | 1 | Pacific Gas & Electric Co. | Conventional Hydroelectric | 38.8899 | -121.0985 | 13.6
2025-09 | CISO | Wise | 292 | 2 | Pacific Gas & Electric Co. | Conventional Hydroelectric | 38.8899 | -121.0985 | 2.8
2025-09 | CISO | A G Wishon | 293 | 1 | Pacific Gas & Electric Co. | Conventional Hydroelectric | 37.151 | -119.5047 | 3.2
2025-09 | CISO | A G Wishon | 293 | 2 | Pacific Gas & Electric Co. | Conventional Hydroelectric | 37.151 | -119.5047 | 3.2
2025-09 | CISO | A G Wishon | 293 | 3 | Pacific Gas & Electric Co. | Conventional Hydroelectric | 37.151 | -119.5047 | 3.2
2025-09 | CISO | A G Wishon | 293 | 4 | Pacific Gas & Electric Co. | Conventional Hydroelectric | 37.151 | -119.5047 | 3.2
2025-09 | ERCO | Limestone | 298 | 1 | NRG Texas Power LLC | Conventional Steam Coal | 31.4219 | -96.2525 | 893
2025-09 | ERCO | Limestone | 298 | 2 | NRG Texas Power LLC | Conventional Steam Coal | 31.4219 | -96.2525 | 956.8
2025-09 | CISO | AES Alamitos LLC | 315 | 3 | AES Alamitos LLC | Natural Gas Steam Turbine | 33.7688 | -118.1009 | 310
2025-09 | CISO | AES Alamitos LLC | 315 | 4 | AES Alamitos LLC | Natural Gas Steam Turbine | 33.7688 | -118.1009 | 310
2025-09 | CISO | AES Alamitos LLC | 315 | 5 | AES Alamitos LLC | Natural Gas Steam Turbine | 33.7688 | -118.1009 | 495
2025-09 | CISO | Big Creek 1 | 317 | 1 | Southern California Edison Co | Conventional Hydroelectric | 37.2042 | -119.2396 | 19.8
2025-09 | CISO | Big Creek 1 | 317 | 2 | Southern California Edison Co | Conventional Hydroelectric | 37.2042 | -119.2396 | 15.8
2025-09 | CISO | Big Creek 1 | 317 | 3 | Southern California Edison Co | Conventional Hydroelectric | 37.2042 | -119.2396 | 21.6
2025-09 | CISO | Big Creek 1 | 317 | 4 | Southern California Edison Co | Conventional Hydroelectric | 37.2042 | -119.2396 | 31.2
2025-09 | CISO | Big Creek 2 | 318 | 3 | Southern California Edison Co | Conventional Hydroelectric | 37.2 | -119.3069 | 15.8
2025-09 | CISO | Big Creek 2 | 318 | 4 | Southern California Edison Co | Conventional Hydroelectric | 37.2 | -119.3069 | 15.8
2025-09 | CISO | Big Creek 2 | 318 | 5 | Southern California Edison Co | Conventional Hydroelectric | 37.2 | -119.3069 | 17.5
2025-09 | CISO | Big Creek 2 | 318 | 6 | Southern California Edison Co | Conventional Hydroelectric | 37.2 | -119.3069 | 17.5
2025-09 | CISO | Big Creek 3 | 319 | 1 | Southern California Edison Co | Conventional Hydroelectric | 37.1485 | -119.3866 | 34
2025-09 | CISO | Big Creek 3 | 319 | 2 | Southern California Edison Co | Conventional Hydroelectric | 37.1485 | -119.3866 | 34
2025-09 | CISO | Big Creek 3 | 319 | 3 | Southern California Edison Co | Conventional Hydroelectric | 37.1485 | -119.3866 | 34
2025-09 | CISO | Big Creek 3 | 319 | 4 | Southern California Edison Co | Conventional Hydroelectric | 37.1485 | -119.3866 | 36
2025-09 | CISO | Big Creek 3 | 319 | 5 | Southern California Edison Co | Conventional Hydroelectric | 37.1485 | -119.3866 | 36.5
2025-09 | CISO | Big Creek 4 | 320 | 1 | Southern California Edison Co | Conventional Hydroelectric | 37.139 | -119.4898 | 50
2025-09 | CISO | Big Creek 4 | 320 | 2 | Southern California Edison Co | Conventional Hydroelectric | 37.139 | -119.4898 | 50
2025-09 | CISO | Big Creek 8 | 321 | 1 | Southern California Edison Co | Conventional Hydroelectric | 37.2096 | -119.3289 | 30
2025-09 | CISO | Bishop Creek 2 | 323 | 1 | Southern California Edison Co | Conventional Hydroelectric | 37.2736 | -118.5733 | 2.5
2025-09 | CISO | Bishop Creek 2 | 323 | 2 | Southern California Edison Co | Conventional Hydroelectric | 37.2736 | -118.5733 | 2.5
2025-09 | CISO | Bishop Creek 2 | 323 | 3 | Southern California Edison Co | Conventional Hydroelectric | 37.2736 | -118.5733 | 2.3
2025-09 | CISO | Bishop Creek 3 | 324 | 1 | Southern California Edison Co | Conventional Hydroelectric | 37.302 | -118.532 | 2.8
2025-09 | CISO | Bishop Creek 3 | 324 | 2 | Southern California Edison Co | Conventional Hydroelectric | 37.302 | -118.532 | 2.8
2025-09 | CISO | Bishop Creek 3 | 324 | 3 | Southern California Edison Co | Conventional Hydroelectric | 37.302 | -118.532 | 2.8
2025-09 | CISO | Bishop Creek 4 | 325 | 1 | Southern California Edison Co | Conventional Hydroelectric | 37.323 | -118.5017 | 1
2025-09 | CISO | Bishop Creek 4 | 325 | 2 | Southern California Edison Co | Conventional Hydroelectric | 37.323 | -118.5017 | 1
2025-09 | CISO | Bishop Creek 4 | 325 | 3 | Southern California Edison Co | Conventional Hydroelectric | 37.323 | -118.5017 | 2
2025-09 | CISO | Bishop Creek 4 | 325 | 4 | Southern California Edison Co | Conventional Hydroelectric | 37.323 | -118.5017 | 2.2
2025-09 | CISO | Bishop Creek 4 | 325 | 5 | Southern California Edison Co | Conventional Hydroelectric | 37.323 | -118.5017 | 2
2025-09 | CISO | Bishop Creek 5 | 326 | 1 | Southern California Edison Co | Conventional Hydroelectric | 37.3344 | -118.4797 | 2
2025-09 | CISO | Bishop Creek 5 | 326 | 2 | Southern California Edison Co | Conventional Hydroelectric | 37.3344 | -118.4797 | 2.5
2025-09 | CISO | Bishop Creek 6 | 327 | 1 | Southern California Edison Co | Conventional Hydroelectric | 37.3499 | -118.4628 | 1.6
2025-09 | CISO | Fontana | 332 | 1 | Southern California Edison Co | Conventional Hydroelectric | 34.1552 | -117.3971 | 1.5
2025-09 | CISO | Fontana | 332 | 2 | Southern California Edison Co | Conventional Hydroelectric | 34.1552 | -117.3971 | 1.5
2025-09 | CISO | AES Huntington Beach LLC | 335 | 2 | AES Huntington Beach LLC | Natural Gas Steam Turbine | 33.6439 | -117.9792 | 218
2025-09 | CISO | Kaweah 2 | 336 | 2 | Southern California Edison Co | Conventional Hydroelectric | 36.4613 | -118.8799 | 1.8
2025-09 | CISO | Kern River 3 | 339 | 1 | Southern California Edison Co | Conventional Hydroelectric | 35.7762 | -118.4362 | 20.5
2025-09 | CISO | Kern River 3 | 339 | 2 | Southern California Edison Co | Conventional Hydroelectric | 35.7762 | -118.4362 | 19.8
2025-09 | CISO | Kern River 1 | 340 | 1 | Southern California Edison Co | Conventional Hydroelectric | 35.4603 | -118.7796 | 6.6
2025-09 | CISO | Kern River 1 | 340 | 2 | Southern California Edison Co | Conventional Hydroelectric | 35.4603 | -118.7796 | 6.6
2025-09 | CISO | Kern River 1 | 340 | 3 | Southern California Edison Co | Conventional Hydroelectric | 35.4603 | -118.7796 | 6.6
2025-09 | CISO | Kern River 1 | 340 | 4 | Southern California Edison Co | Conventional Hydroelectric | 35.4603 | -118.7796 | 6.6
2025-09 | CISO | Long Beach Generation LLC | 341 | CT1 | Long Beach Generation LLC | Natural Gas Fired Combustion Turbine | 33.7641 | -118.2248 | 63
2025-09 | CISO | Long Beach Generation LLC | 341 | CT2 | Long Beach Generation LLC | Natural Gas Fired Combustion Turbine | 33.7641 | -118.2248 | 63
2025-09 | CISO | Long Beach Generation LLC | 341 | CT3 | Long Beach Generation LLC | Natural Gas Fired Combustion Turbine | 33.7641 | -118.2248 | 63
2025-09 | CISO | Long Beach Generation LLC | 341 | CT4 | Long Beach Generation LLC | Natural Gas Fired Combustion Turbine | 33.7641 | -118.2248 | 63
2025-09 | CISO | Lundy | 342 | 1 | Southern California Edison Co | Conventional Hydroelectric | 38.0427 | -119.172 | 1.5
2025-09 | CISO | Lundy | 342 | 2 | Southern California Edison Co | Conventional Hydroelectric | 38.0427 | -119.172 | 1.5
2025-09 | CISO | Mammoth Pool | 344 | 1 | Southern California Edison Co | Conventional Hydroelectric | 37.2203 | -119.338 | 95
2025-09 | CISO | Mammoth Pool | 344 | 2 | Southern California Edison Co | Conventional Hydroelectric | 37.2203 | -119.338 | 95
2025-09 | CISO | Ormond Beach | 350 | 1 | Ormond Beach Power, LLC | Natural Gas Steam Turbine | 34.1292 | -119.1689 | 806
2025-09 | CISO | Ormond Beach | 350 | 2 | Ormond Beach Power, LLC | Natural Gas Steam Turbine | 34.1292 | -119.1689 | 806
2025-09 | CISO | Poole | 353 | 1 | Southern California Edison Co | Conventional Hydroelectric | 37.9442 | -119.2161 | 11.3
2025-09 | CISO | Portal | 354 | 1 | Southern California Edison Co | Conventional Hydroelectric | 37.257 | -119.1589 | 10.8
2025-09 | CISO | Rush Creek | 357 | 1 | Southern California Edison Co | Conventional Hydroelectric | 37.767 | -119.1233 | 5.9
2025-09 | CISO | Rush Creek | 357 | 2 | Southern California Edison Co | Conventional Hydroelectric | 37.767 | -119.1233 | 7.2
2025-09 | CISO | Mountainview Generating Station | 358 | MV3A | Southern California Edison Co | Natural Gas Fired Combined Cycle | 34.0818 | -117.2418 | 164.6
2025-09 | CISO | Mountainview Generating Station | 358 | MV3B | Southern California Edison Co | Natural Gas Fired Combined Cycle | 34.0818 | -117.2418 | 164.6
2025-09 | CISO | Mountainview Generating Station | 358 | MV3C | Southern California Edison Co | Natural Gas Fired Combined Cycle | 34.0818 | -117.2418 | 189.2
2025-09 | CISO | Mountainview Generating Station | 358 | MV4A | Southern California Edison Co | Natural Gas Fired Combined Cycle | 34.0818 | -117.2418 | 164.6
2025-09 | CISO | Mountainview Generating Station | 358 | MV4B | Southern California Edison Co | Natural Gas Fired Combined Cycle | 34.0818 | -117.2418 | 164.6
2025-09 | CISO | Mountainview Generating Station | 358 | MV4C | Southern California Edison Co | Natural Gas Fired Combined Cycle | 34.0818 | -117.2418 | 189.2
2025-09 | CISO | Pardee | 376 | 1 | East Bay Municipal Util Dist | Conventional Hydroelectric | 38.2569 | -120.8507 | 7.5
2025-09 | CISO | Pardee | 376 | 2 | East Bay Municipal Util Dist | Conventional Hydroelectric | 38.2569 | -120.8507 | 7.5
2025-09 | CISO | Pardee | 376 | 3 | East Bay Municipal Util Dist | Conventional Hydroelectric | 38.2569 | -120.8507 | 8.6
2025-09 | MISO | Prairie River | 378 | 1 | ALLETE, Inc. | Conventional Hydroelectric | 47.2872 | -93.4983 | 0.7
2025-09 | MISO | Prairie River | 378 | 2 | ALLETE, Inc. | Conventional Hydroelectric | 47.2872 | -93.4983 | 0.3
2025-09 | CISO | Dion R Holm | 380 | 1 | City & County of San Francisco | Conventional Hydroelectric | 37.8966 | -119.9675 | 90.1
2025-09 | CISO | Dion R Holm | 380 | 2 | City & County of San Francisco | Conventional Hydroelectric | 37.8966 | -119.9675 | 90.1
2025-09 | CISO | Moccasin | 381 | 1 | City & County of San Francisco | Conventional Hydroelectric | 37.8094 | -120.2993 | 51.8
2025-09 | CISO | Moccasin | 381 | 2 | City & County of San Francisco | Conventional Hydroelectric | 37.8094 | -120.2993 | 51.8
2025-09 | CISO | R C Kirkwood | 382 | 1 | City & County of San Francisco | Conventional Hydroelectric | 37.8777 | -119.9532 | 45.4
2025-09 | CISO | R C Kirkwood | 382 | 2 | City & County of San Francisco | Conventional Hydroelectric | 37.8777 | -119.9532 | 45.4
2025-09 | CISO | R C Kirkwood | 382 | 3 | City & County of San Francisco | Conventional Hydroelectric | 37.8777 | -119.9532 | 42
2025-09 | CISO | Exchequer | 409 | 1 | Merced Irrigation District | Conventional Hydroelectric | 37.5843 | -120.2686 | 94.5
2025-09 | CISO | McSwain | 410 | 1 | Merced Irrigation District | Conventional Hydroelectric | 37.5221 | -120.3101 | 9
2025-09 | CISO | Chicago Park | 412 | 2P | Nevada Irrigation District | Conventional Hydroelectric | 39.1779 | -120.8909 | 44
2025-09 | CISO | Dutch Flat 2 | 413 | 3P | Nevada Irrigation District | Conventional Hydroelectric | 39.2184 | -120.8352 | 27.3
2025-09 | CISO | Beardsley | 414 | 1 | Oakdale&South San Joaquin Irrigation D. | Conventional Hydroelectric | 38.2026 | -120.077 | 10
2025-09 | CISO | Donnells | 415 | H1 | Oakdale&South San Joaquin Irrigation D. | Conventional Hydroelectric | 38.2467 | -120.0341 | 72
2025-09 | CISO | Tulloch | 416 | 1 | Oakdale&South San Joaquin Irrigation D. | Conventional Hydroelectric | 37.8761 | -120.605 | 11.7
2025-09 | CISO | Tulloch | 416 | 2 | Oakdale&South San Joaquin Irrigation D. | Conventional Hydroelectric | 37.8761 | -120.605 | 11.7
2025-09 | CISO | Tulloch | 416 | 3 | Oakdale&South San Joaquin Irrigation D. | Conventional Hydroelectric | 37.8761 | -120.605 | 6.5
2025-09 | CISO | Forbestown | 417 | 1 | South Feather Water and Power Agency | Conventional Hydroelectric | 39.551 | -121.2788 | 41.9
2025-09 | CISO | Kelly Ridge | 418 | 1 | South Feather Water and Power Agency | Conventional Hydroelectric | 39.5318 | -121.4912 | 10
2025-09 | CISO | Woodleaf | 419 | 1 | South Feather Water and Power Agency | Conventional Hydroelectric | 39.5538 | -121.2041 | 67.2
2025-09 | CISO | Glenarm | 422 | GT1 | City of Pasadena - (CA) | Natural Gas Fired Combustion Turbine | 34.126 | -118.1494 | 28.8
2025-09 | CISO | Glenarm | 422 | GT2 | City of Pasadena - (CA) | Natural Gas Fired Combustion Turbine | 34.126 | -118.1494 | 28.8
2025-09 | CISO | Glenarm | 422 | GT3 | City of Pasadena - (CA) | Natural Gas Fired Combustion Turbine | 34.126 | -118.1494 | 60.5
2025-09 | CISO | Glenarm | 422 | GT4 | City of Pasadena - (CA) | Natural Gas Fired Combustion Turbine | 34.126 | -118.1494 | 60.5
2025-09 | CISO | Glenarm | 422 | GT5 | City of Pasadena - (CA) | Natural Gas Fired Combined Cycle | 34.126 | -118.1494 | 71
2025-09 | CISO | Glenarm | 422 | ST1 | City of Pasadena - (CA) | Natural Gas Fired Combined Cycle | 34.126 | -118.1494 | 16
2025-09 | CISO | French Meadows | 424 | 1 | Placer County Water Agency | Conventional Hydroelectric | 39.078 | -120.4061 | 15.3
2025-09 | CISO | Middle Fork | 425 | 1 | Placer County Water Agency | Conventional Hydroelectric | 39.0248 | -120.5964 | 61.2
2025-09 | CISO | Middle Fork | 425 | 2 | Placer County Water Agency | Conventional Hydroelectric | 39.0248 | -120.5964 | 61.2
2025-09 | CISO | Oxbow (CA) | 426 | 1 | Placer County Water Agency | Conventional Hydroelectric | 39.0034 | -120.7467 | 6.1
2025-09 | CISO | Ralston | 427 | 1 | Placer County Water Agency | Conventional Hydroelectric | 39.001 | -120.7251 | 79.2
2025-09 | CISO | Parker | 428 | 1 | Merced Irrigation District | Conventional Hydroelectric | 37.4778 | -120.4445 | 2.7
2025-09 | CISO | Devil Canyon | 436 | 1 | California Dept. of Water Resources | Conventional Hydroelectric | 34.2056 | -117.3344 | 59.8
2025-09 | CISO | Devil Canyon | 436 | 2 | California Dept. of Water Resources | Conventional Hydroelectric | 34.2056 | -117.3344 | 59.8
2025-09 | CISO | Devil Canyon | 436 | 3 | California Dept. of Water Resources | Conventional Hydroelectric | 34.2056 | -117.3344 | 78.3
2025-09 | CISO | Devil Canyon | 436 | 4 | California Dept. of Water Resources | Conventional Hydroelectric | 34.2056 | -117.3344 | 78.3
2025-09 | CISO | Edward C Hyatt | 437 | 1 | California Dept. of Water Resources | Conventional Hydroelectric | 39.543 | -121.4922 | 117
2025-09 | CISO | Edward C Hyatt | 437 | 2 | California Dept. of Water Resources | Hydroelectric Pumped Storage | 39.543 | -121.4922 | 97.7
2025-09 | CISO | Edward C Hyatt | 437 | 3 | California Dept. of Water Resources | Conventional Hydroelectric | 39.543 | -121.4922 | 117
2025-09 | CISO | Edward C Hyatt | 437 | 4 | California Dept. of Water Resources | Hydroelectric Pumped Storage | 39.543 | -121.4922 | 97.7
2025-09 | CISO | Edward C Hyatt | 437 | 5 | California Dept. of Water Resources | Conventional Hydroelectric | 39.543 | -121.4922 | 117
2025-09 | CISO | Edward C Hyatt | 437 | 6 | California Dept. of Water Resources | Hydroelectric Pumped Storage | 39.543 | -121.4922 | 97.7
2025-09 | CISO | Thermalito | 438 | 1 | California Dept. of Water Resources | Conventional Hydroelectric | 39.5149 | -121.6301 | 32.6
2025-09 | CISO | Thermalito | 438 | 2 | California Dept. of Water Resources | Hydroelectric Pumped Storage | 39.5149 | -121.6301 | 27.5
2025-09 | CISO | Thermalito | 438 | 3 | California Dept. of Water Resources | Hydroelectric Pumped Storage | 39.5149 | -121.6301 | 27.5
2025-09 | CISO | Thermalito | 438 | 4 | California Dept. of Water Resources | Hydroelectric Pumped Storage | 39.5149 | -121.6301 | 27.5
2025-09 | CISO | ONeill | 446 | 1 | U S Bureau of Reclamation | Hydroelectric Pumped Storage | 37.0987 | -121.0477 | 4.2
2025-09 | CISO | ONeill | 446 | 2 | U S Bureau of Reclamation | Hydroelectric Pumped Storage | 37.0987 | -121.0477 | 4.2
2025-09 | CISO | ONeill | 446 | 3 | U S Bureau of Reclamation | Hydroelectric Pumped Storage | 37.0987 | -121.0477 | 4.2
2025-09 | CISO | ONeill | 446 | 4 | U S Bureau of Reclamation | Hydroelectric Pumped Storage | 37.0987 | -121.0477 | 4.2
2025-09 | CISO | ONeill | 446 | 5 | U S Bureau of Reclamation | Hydroelectric Pumped Storage | 37.0987 | -121.0477 | 4.2
2025-09 | CISO | ONeill | 446 | 6 | U S Bureau of Reclamation | Hydroelectric Pumped Storage | 37.0987 | -121.0477 | 4.2
2025-09 | CISO | W R Gianelli | 448 | 1 | California Dept. of Water Resources | Hydroelectric Pumped Storage | 37.0692 | -121.0772 | 53
2025-09 | CISO | W R Gianelli | 448 | 2 | California Dept. of Water Resources | Hydroelectric Pumped Storage | 37.0692 | -121.0772 | 53
2025-09 | CISO | W R Gianelli | 448 | 3 | California Dept. of Water Resources | Hydroelectric Pumped Storage | 37.0692 | -121.0772 | 53
2025-09 | CISO | W R Gianelli | 448 | 4 | California Dept. of Water Resources | Hydroelectric Pumped Storage | 37.0692 | -121.0772 | 53
2025-09 | CISO | W R Gianelli | 448 | 5 | California Dept. of Water Resources | Hydroelectric Pumped Storage | 37.0692 | -121.0772 | 53
2025-09 | CISO | W R Gianelli | 448 | 6 | California Dept. of Water Resources | Hydroelectric Pumped Storage | 37.0692 | -121.0772 | 53
2025-09 | CISO | W R Gianelli | 448 | 7 | California Dept. of Water Resources | Hydroelectric Pumped Storage | 37.0692 | -121.0772 | 53
2025-09 | CISO | W R Gianelli | 448 | 8 | California Dept. of Water Resources | Hydroelectric Pumped Storage | 37.0692 | -121.0772 | 53
2025-09 | CISO | Colgate | 454 | 1 | Yuba County Water Agency | Conventional Hydroelectric | 39.3308 | -121.1917 | 157.5
2025-09 | CISO | Colgate | 454 | 2 | Yuba County Water Agency | Conventional Hydroelectric | 39.3308 | -121.1917 | 157.5
2025-09 | CISO | Narrows 2 | 455 | 1 | Yuba County Water Agency | Conventional Hydroelectric | 39.239 | -121.2704 | 46.7
2025-09 | CISO | Bear Valley | 457 | HC1 | City of Escondido - (CA) | Conventional Hydroelectric | 33.1662 | -117.0166 | 0.7
2025-09 | CISO | Bear Valley | 457 | HC2 | City of Escondido - (CA) | Conventional Hydroelectric | 33.1662 | -117.0166 | 0.7
2025-09 | CISO | Temescal | 479 | 1 | Metropolitan Water District of S CA | Conventional Hydroelectric | 33.8343 | -117.4971 | 2.9
2025-09 | CISO | Corona | 480 | 1 | Metropolitan Water District of S CA | Conventional Hydroelectric | 33.859 | -117.6106 | 2.9
2025-09 | CISO | Perris | 481 | 1 | Metropolitan Water District of S CA | Conventional Hydroelectric | 33.8361 | -117.1831 | 7.9
2025-09 | CISO | Rio Hondo | 482 | 1 | Metropolitan Water District of S CA | Conventional Hydroelectric | 34.0047 | -118.0992 | 1.9
2025-09 | CISO | Coyote Creek | 483 | 1 | Metropolitan Water District of S CA | Conventional Hydroelectric | 33.9249 | -117.9552 | 3.1
2025-09 | CISO | Red Mountain | 484 | 1 | Metropolitan Water District of S CA | Conventional Hydroelectric | 33.3944 | -117.1889 | 5.9
2025-09 | CISO | Valley View | 487 | 1 | Metropolitan Water District of S CA | Conventional Hydroelectric | 33.9001 | -117.829 | 4.1
2025-09 | CISO | Sonoma California Geothermal | 510 | 1 | Geysers Power Co LLC | Geothermal | 38.7903 | -122.7559 | 78
2025-09 | CISO | Sacramento Municipal Util Dist | 531 | 1 | South Sutter Water District | Conventional Hydroelectric | 39.0488 | -121.317 | 7.2
2025-09 | CISO | Camanche | 537 | 1 | East Bay Municipal Util Dist | Conventional Hydroelectric | 38.2268 | -121.0245 | 3.6
2025-09 | CISO | Camanche | 537 | 2 | East Bay Municipal Util Dist | Conventional Hydroelectric | 38.2268 | -121.0245 | 3.6
2025-09 | CISO | Camanche | 537 | 3 | East Bay Municipal Util Dist | Conventional Hydroelectric | 38.2268 | -121.0245 | 3.6
2025-09 | ISNE | Rocky River (CT) | 539 | 1 | FirstLight Power Resources Services LLC | Hydroelectric Pumped Storage | 41.5826 | -73.4349 | 3.5
2025-09 | ISNE | Rocky River (CT) | 539 | 2 | FirstLight Power Resources Services LLC | Hydroelectric Pumped Storage | 41.5826 | -73.4349 | 3.5
2025-09 | ISNE | Rocky River (CT) | 539 | 3 | FirstLight Power Resources Services LLC | Hydroelectric Pumped Storage | 41.5826 | -73.4349 | 24
2025-09 | ISNE | Branford | 540 | UN10 | Connecticut Jet Power LLC | Petroleum Liquids | 41.2925 | -72.7942 | 21.8
2025-09 | ISNE | Bulls Bridge | 541 | 1 | FirstLight Power Resources Services LLC | Conventional Hydroelectric | 41.659 | -73.492 | 1.2
2025-09 | ISNE | Bulls Bridge | 541 | 2 | FirstLight Power Resources Services LLC | Conventional Hydroelectric | 41.659 | -73.492 | 1.2
2025-09 | ISNE | Bulls Bridge | 541 | 3 | FirstLight Power Resources Services LLC | Conventional Hydroelectric | 41.659 | -73.492 | 1.2
2025-09 | ISNE | Bulls Bridge | 541 | 4 | FirstLight Power Resources Services LLC | Conventional Hydroelectric | 41.659 | -73.492 | 1.2
2025-09 | ISNE | Bulls Bridge | 541 | 5 | FirstLight Power Resources Services LLC | Conventional Hydroelectric | 41.659 | -73.492 | 1.2
2025-09 | ISNE | Bulls Bridge | 541 | 6 | FirstLight Power Resources Services LLC | Conventional Hydroelectric | 41.659 | -73.492 | 1.2
2025-09 | ISNE | Cos Cob | 542 | UN10 | Connecticut Jet Power LLC | Petroleum Liquids | 41.0289 | -73.5989 | 25
2025-09 | ISNE | Cos Cob | 542 | UN11 | Connecticut Jet Power LLC | Petroleum Liquids | 41.0289 | -73.5989 | 25
2025-09 | ISNE | Cos Cob | 542 | UN12 | Connecticut Jet Power LLC | Petroleum Liquids | 41.0289 | -73.5989 | 25
2025-09 | ISNE | Cos Cob | 542 | UN13 | Connecticut Jet Power LLC | Petroleum Liquids | 41.0289 | -73.5989 | 20
2025-09 | ISNE | Cos Cob | 542 | un14 | Connecticut Jet Power LLC | Petroleum Liquids | 41.0289 | -73.5989 | 20
2025-09 | ISNE | Devon Station | 544 | 10 | Devon Power LLC | Petroleum Liquids | 41.2098 | -73.109 | 18.6
2025-09 | ISNE | Devon Station | 544 | 11 | Devon Power LLC | Petroleum Liquids | 41.2098 | -73.109 | 51
2025-09 | ISNE | Devon Station | 544 | 12 | Devon Power LLC | Petroleum Liquids | 41.2098 | -73.109 | 51
2025-09 | ISNE | Devon Station | 544 | 13 | Devon Power LLC | Petroleum Liquids | 41.2098 | -73.109 | 51
2025-09 | ISNE | Devon Station | 544 | 14 | Devon Power LLC | Petroleum Liquids | 41.2098 | -73.109 | 51
2025-09 | ISNE | Montville Station | 546 | 10 | Montville Power LLC | Petroleum Liquids | 41.4281 | -72.1019 | 2.7
2025-09 | ISNE | Montville Station | 546 | 11 | Montville Power LLC | Petroleum Liquids | 41.4281 | -72.1019 | 2.7
2025-09 | ISNE | Montville Station | 546 | 5 | Montville Power LLC | Natural Gas Steam Turbine | 41.4281 | -72.1019 | 75
2025-09 | ISNE | Montville Station | 546 | 6 | Montville Power LLC | Petroleum Liquids | 41.4281 | -72.1019 | 414.9
2025-09 | ISNE | Northfield Mountain | 547 | 1 | FirstLight Power Resources, Inc. - MA | Hydroelectric Pumped Storage | 42.6107 | -72.4716 | 292
2025-09 | ISNE | Northfield Mountain | 547 | 2 | FirstLight Power Resources, Inc. - MA | Hydroelectric Pumped Storage | 42.6107 | -72.4716 | 292
2025-09 | ISNE | Northfield Mountain | 547 | 3 | FirstLight Power Resources, Inc. - MA | Hydroelectric Pumped Storage | 42.6107 | -72.4716 | 292
2025-09 | ISNE | Northfield Mountain | 547 | 4 | FirstLight Power Resources, Inc. - MA | Hydroelectric Pumped Storage | 42.6107 | -72.4716 | 292
2025-09 | ISNE | Scotland Dam | 551 | 1 | FirstLight Power Resources Services LLC | Conventional Hydroelectric | 41.6651 | -72.1221 | 2
2025-09 | ISNE | Shepaug | 552 | 1 | FirstLight Power Resources Services LLC | Conventional Hydroelectric | 41.4484 | -73.2953 | 37.2
2025-09 | ISNE | Stevenson | 553 | 1 | FirstLight Power Resources Services LLC | Conventional Hydroelectric | 41.3833 | -73.1714 | 7.5
2025-09 | ISNE | Stevenson | 553 | 2 | FirstLight Power Resources Services LLC | Conventional Hydroelectric | 41.3833 | -73.1714 | 7.5
2025-09 | ISNE | Stevenson | 553 | 3 | FirstLight Power Resources Services LLC | Conventional Hydroelectric | 41.3833 | -73.1714 | 7.5
2025-09 | ISNE | Stevenson | 553 | 4 | FirstLight Power Resources Services LLC | Conventional Hydroelectric | 41.3833 | -73.1714 | 8
2025-09 | ISNE | Taftville | 554 | 1 | FirstLight Power Resources Services LLC | Conventional Hydroelectric | 41.5725 | -72.0458 | 0.4
2025-09 | ISNE | Taftville | 554 | 2 | FirstLight Power Resources Services LLC | Conventional Hydroelectric | 41.5725 | -72.0458 | 0.3
2025-09 | ISNE | Taftville | 554 | 3 | FirstLight Power Resources Services LLC | Conventional Hydroelectric | 41.5725 | -72.0458 | 0.3
2025-09 | ISNE | Taftville | 554 | 4 | FirstLight Power Resources Services LLC | Conventional Hydroelectric | 41.5725 | -72.0458 | 0.3
2025-09 | ISNE | Taftville | 554 | 5 | FirstLight Power Resources Services LLC | Conventional Hydroelectric | 41.5725 | -72.0458 | 0.3
2025-09 | ISNE | Tunnel | 557 | 1 | FirstLight Power Resources Services LLC | Conventional Hydroelectric | 41.5554 | -72.0418 | 1
2025-09 | ISNE | Tunnel | 557 | 10 | FirstLight Power Resources Services LLC | Petroleum Liquids | 41.5554 | -72.0418 | 18.5
2025-09 | ISNE | Tunnel | 557 | 2 | FirstLight Power Resources Services LLC | Conventional Hydroelectric | 41.5554 | -72.0418 | 1
2025-09 | ISNE | Rainbow (CT) | 559 | 1 | Farmington River Power Company | Conventional Hydroelectric | 41.9153 | -72.6936 | 4
2025-09 | ISNE | Rainbow (CT) | 559 | 2 | Farmington River Power Company | Conventional Hydroelectric | 41.9153 | -72.6936 | 4
2025-09 | ISNE | Falls Village | 560 | 1 | FirstLight Power Resources Services LLC | Conventional Hydroelectric | 41.9573 | -73.3693 | 3
2025-09 | ISNE | Falls Village | 560 | 2 | FirstLight Power Resources Services LLC | Conventional Hydroelectric | 41.9573 | -73.3693 | 3
2025-09 | ISNE | Falls Village | 560 | 3 | FirstLight Power Resources Services LLC | Conventional Hydroelectric | 41.9573 | -73.3693 | 3
2025-09 | ISNE | Franklin Drive | 561 | UN19 | Connecticut Jet Power LLC | Petroleum Liquids | 41.7989 | -73.1163 | 21.8
2025-09 | ISNE | Middletown | 562 | 10 | Middletown Power LLC | Petroleum Liquids | 41.5549 | -72.5791 | 18.5
2025-09 | ISNE | Middletown | 562 | 2 | Middletown Power LLC | Natural Gas Steam Turbine | 41.5549 | -72.5791 | 113.6
2025-09 | ISNE | Middletown | 562 | 3 | Middletown Power LLC | Natural Gas Steam Turbine | 41.5549 | -72.5791 | 239.4
2025-09 | ISNE | Middletown | 562 | 4 | Middletown Power LLC | Petroleum Liquids | 41.5549 | -72.5791 | 414.9
2025-09 | ISNE | Torrington Terminal | 565 | UN10 | Connecticut Jet Power LLC | Petroleum Liquids | 41.7761 | -73.1209 | 21.8
2025-09 | ISNE | Millstone | 566 | 2 | Dominion Energy Nuclear Conn Inc | Nuclear | 41.3107 | -72.1677 | 909.9
2025-09 | ISNE | Millstone | 566 | 3 | Dominion Energy Nuclear Conn Inc | Nuclear | 41.3107 | -72.1677 | 1350
2025-09 | ISNE | Bridgeport Station | 568 | 501 | Generation Bridge II Connecticut, LLC | Natural Gas Fired Combined Cycle | 41.1706 | -73.1844 | 375.7
2025-09 | ISNE | Bridgeport Station | 568 | 502 | Generation Bridge II Connecticut, LLC | Natural Gas Fired Combined Cycle | 41.1706 | -73.1844 | 200.6
2025-09 | NYIS | High Falls | 579 | 1 | Central Hudson Gas & Elec Corp | Conventional Hydroelectric | 41.8288 | -74.1319 | 3.2
2025-09 | ISNE | Tenth Street | 583 | 1 | City of Norwich - (CT) | Conventional Hydroelectric | 41.539 | -72.0509 | 1.4
2025-09 | ISNE | J C McNeil | 589 | 1 | City of Burlington Electric - (VT) | Wood/Wood Waste Biomass | 44.4917 | -73.2081 | 59.5
2025-09 | PJM | Christiana | 591 | CH11 | Calpine Mid-Atlantic Generation LLC | Petroleum Liquids | 39.7302 | -75.5371 | 27.5
2025-09 | PJM | Christiana | 591 | CH14 | Calpine Mid-Atlantic Generation LLC | Petroleum Liquids | 39.7302 | -75.5371 | 27.5
2025-09 | PJM | Delaware City 10 | 592 | DC10 | Calpine Mid-Atlantic Generation LLC | Petroleum Liquids | 39.6004 | -75.6268 | 18.5
2025-09 | PJM | Edge Moor | 593 | 10 | Calpine Mid-Atlantic Generation LLC | Petroleum Liquids | 39.7389 | -75.5038 | 12.5
2025-09 | PJM | Edge Moor | 593 | 3 | Calpine Mid-Atlantic Generation LLC | Natural Gas Steam Turbine | 39.7389 | -75.5038 | 75
2025-09 | PJM | Edge Moor | 593 | 4 | Calpine Mid-Atlantic Generation LLC | Natural Gas Steam Turbine | 39.7389 | -75.5038 | 176.8
2025-09 | PJM | Edge Moor | 593 | 5 | Calpine Mid-Atlantic Generation LLC | Natural Gas Steam Turbine | 39.7389 | -75.5038 | 446
2025-09 | PJM | Indian River Generating Station | 594 | 10 | Indian River Operations Inc | Petroleum Liquids | 38.5857 | -75.2341 | 18.6
2025-09 | PJM | West Station (DE) | 597 | WEST | Calpine Mid-Atlantic Generation LLC | Petroleum Liquids | 39.7283 | -75.6289 | 16.2
2025-09 | PJM | Brandon Shores | 602 | 1 | Brandon Shores LLC | Conventional Steam Coal | 39.1821 | -76.5372 | 685.1
2025-09 | PJM | Brandon Shores | 602 | 2 | Brandon Shores LLC | Conventional Steam Coal | 39.1821 | -76.5372 | 685.1
2025-09 | NYIS | Upper Mechanicville | 625 | 1 | New York State Elec & Gas Corp | Conventional Hydroelectric | 42.9126 | -73.6805 | 8.2
2025-09 | NYIS | Upper Mechanicville | 625 | 2 | New York State Elec & Gas Corp | Conventional Hydroelectric | 42.9126 | -73.6805 | 8.2
2025-09 | CISO | Newcastle | 632 | 1 | Pacific Gas & Electric Co. | Conventional Hydroelectric | 38.8352 | -121.093 | 12.7
2025-09 | ISNE | W K Sanders | 678 | 1 | Village of Morrisville - (VT) | Conventional Hydroelectric | 44.6253 | -72.5309 | 0.9
2025-09 | ISNE | W K Sanders | 678 | 2 | Village of Morrisville - (VT) | Conventional Hydroelectric | 44.6253 | -72.5309 | 0.9
2025-09 | CISO | Kerckhoff 2 | 682 | 1 | Pacific Gas & Electric Co. | Conventional Hydroelectric | 37.0718 | -119.558 | 139.5
2025-09 | SWPP | Trenton North | 698 | 1 | Trenton Municipal Utilities - (MO) | Petroleum Liquids | 40.0786 | -93.635 | 2.7
2025-09 | SWPP | Trenton North | 698 | 2 | Trenton Municipal Utilities - (MO) | Petroleum Liquids | 40.0786 | -93.635 | 2.7
2025-09 | SWPP | Trenton North | 698 | 3 | Trenton Municipal Utilities - (MO) | Petroleum Liquids | 40.0786 | -93.635 | 2.7
2025-09 | SWPP | Trenton North | 698 | 4 | Trenton Municipal Utilities - (MO) | Petroleum Liquids | 40.0786 | -93.635 | 2.7
2025-09 | SWPP | Trenton North | 698 | 5 | Trenton Municipal Utilities - (MO) | Petroleum Liquids | 40.0786 | -93.635 | 2.7
2025-09 | CISO | Toadtown | 714 | 1 | Pacific Gas & Electric Co. | Conventional Hydroelectric | 39.8935 | -121.5934 | 1.8
2025-09 | CISO | Etiwanda | 745 | 1 | Metropolitan Water District of S CA | Conventional Hydroelectric | 34.1035 | -117.5257 | 23.9
2025-09 | CISO | Moccasin Low Head Hydro Project | 751 | 1 | City & County of San Francisco | Conventional Hydroelectric | 37.8164 | -120.312 | 2.9
2025-09 | CISO | Sly Creek | 776 | 1 | South Feather Water and Power Agency | Conventional Hydroelectric | 39.5804 | -121.1195 | 12.1
2025-09 | SWPP | Kingsley | 785 | 1 | Central Nebraska Pub P&I Dist | Conventional Hydroelectric | 41.2114 | -101.6681 | 50
2025-09 | ISNE | East Barnet | 788 | 1 | Green Mountain Power Corp | Conventional Hydroelectric | 44.3263 | -72.0359 | 2.2
2025-09 | ERCO | Lewisville | 794 | 1 | City of Garland - (TX) | Conventional Hydroelectric | 33.0685 | -96.9638 | 2.8
2025-09 | ISNE | Charles E Monty | 805 | M-1 | Brookfield White Pine Hydro LLC | Conventional Hydroelectric | 44.0995 | -70.2209 | 14.2
2025-09 | ISNE | Charles E Monty | 805 | M2 | Brookfield White Pine Hydro LLC | Conventional Hydroelectric | 44.0995 | -70.2209 | 14.2
2025-09 | NYIS | Jarvis (Hinckley) | 808 | 1 | New York Power Authority | Conventional Hydroelectric | 43.3121 | -75.109 | 4.5
2025-09 | NYIS | Jarvis (Hinckley) | 808 | 2 | New York Power Authority | Conventional Hydroelectric | 43.3121 | -75.109 | 4.5
2025-09 | CISO | Scott Flat | 839 | 7P | Nevada Irrigation District | Conventional Hydroelectric | 39.2721 | -120.9325 | 1
2025-09 | CISO | Combie South | 846 | 1 | Nevada Irrigation District | Conventional Hydroelectric | 39.0096 | -121.0591 | 0.5
2025-09 | CISO | Combie South | 846 | 2 | Nevada Irrigation District | Conventional Hydroelectric | 39.0096 | -121.0591 | 0.5
2025-09 | CISO | Combie South | 846 | 3 | Nevada Irrigation District | Conventional Hydroelectric | 39.0096 | -121.0591 | 0.5
2025-09 | PJM | Dresden Generating Station | 869 | 2 | Constellation Nuclear | Nuclear | 41.39 | -88.27 | 1009.3
2025-09 | PJM | Dresden Generating Station | 869 | 3 | Constellation Nuclear | Nuclear | 41.39 | -88.27 | 1009.3
2025-09 | PJM | Kincaid Generation LLC | 876 | 1 | Dynegy Kincaid Generation | Conventional Steam Coal | 39.5906 | -89.4964 | 659.5
2025-09 | PJM | Kincaid Generation LLC | 876 | 2 | Dynegy Kincaid Generation | Conventional Steam Coal | 39.5906 | -89.4964 | 659.5
2025-09 | PJM | Powerton | 879 | 5 | Midwest Generations EME LLC | Conventional Steam Coal | 40.5408 | -89.6786 | 892.8
2025-09 | PJM | Powerton | 879 | 6 | Midwest Generations EME LLC | Conventional Steam Coal | 40.5408 | -89.6786 | 892.8
2025-09 | PJM | Quad Cities Generating Station | 880 | 1 | Constellation Nuclear | Nuclear | 41.7261 | -90.3103 | 1009.3
2025-09 | PJM | Quad Cities Generating Station | 880 | 2 | Constellation Nuclear | Nuclear | 41.7261 | -90.3103 | 1009.3
2025-09 | PJM | Waukegan | 883 | 311 | Midwest Generations EME LLC | Petroleum Liquids | 42.3833 | -87.8133 | 28
2025-09 | PJM | Waukegan | 883 | 312 | Midwest Generations EME LLC | Petroleum Liquids | 42.3833 | -87.8133 | 28
2025-09 | PJM | Waukegan | 883 | 321 | Midwest Generations EME LLC | Petroleum Liquids | 42.3833 | -87.8133 | 28
2025-09 | PJM | Waukegan | 883 | 322 | Midwest Generations EME LLC | Petroleum Liquids | 42.3833 | -87.8133 | 28
2025-09 | PJM | Fisk Street | 886 | 311 | Midwest Generations EME LLC | Petroleum Liquids | 41.8508 | -87.6533 | 32.5
2025-09 | PJM | Fisk Street | 886 | 312 | Midwest Generations EME LLC | Petroleum Liquids | 41.8508 | -87.6533 | 32.5
2025-09 | PJM | Fisk Street | 886 | 321 | Midwest Generations EME LLC | Petroleum Liquids | 41.8508 | -87.6533 | 32.5
2025-09 | PJM | Fisk Street | 886 | 322 | Midwest Generations EME LLC | Petroleum Liquids | 41.8508 | -87.6533 | 32.5
2025-09 | PJM | Fisk Street | 886 | 331 | Midwest Generations EME LLC | Petroleum Liquids | 41.8508 | -87.6533 | 32.5
2025-09 | PJM | Fisk Street | 886 | 332 | Midwest Generations EME LLC | Petroleum Liquids | 41.8508 | -87.6533 | 32.5
2025-09 | PJM | Fisk Street | 886 | 342 | Midwest Generations EME LLC | Petroleum Liquids | 41.8508 | -87.6533 | 32.5
2025-09 | MISO | Baldwin Energy Complex | 889 | 1 | Dynegy Midwest Generation Inc | Conventional Steam Coal | 38.205 | -89.8544 | 625.1
2025-09 | MISO | Baldwin Energy Complex | 889 | 2 | Dynegy Midwest Generation Inc | Conventional Steam Coal | 38.205 | -89.8544 | 634.5
2025-09 | MISO | Moline | 899 | GT1 | MidAmerican Energy Co | Natural Gas Fired Combustion Turbine | 41.51 | -90.534 | 18
2025-09 | MISO | Moline | 899 | GT2 | MidAmerican Energy Co | Natural Gas Fired Combustion Turbine | 41.51 | -90.534 | 18
2025-09 | MISO | Moline | 899 | GT3 | MidAmerican Energy Co | Natural Gas Fired Combustion Turbine | 41.51 | -90.534 | 18
2025-09 | MISO | Moline | 899 | GT4 | MidAmerican Energy Co | Natural Gas Fired Combustion Turbine | 41.51 | -90.534 | 18
2025-09 | MISO | Moline | 899 | HY1 | MidAmerican Energy Co | Conventional Hydroelectric | 41.51 | -90.534 | 0.9
2025-09 | MISO | Moline | 899 | HY2 | MidAmerican Energy Co | Conventional Hydroelectric | 41.51 | -90.534 | 0.9
2025-09 | MISO | Moline | 899 | HY3 | MidAmerican Energy Co | Conventional Hydroelectric | 41.51 | -90.534 | 0.9
2025-09 | MISO | Moline | 899 | HY4 | MidAmerican Energy Co | Conventional Hydroelectric | 41.51 | -90.534 | 0.9
2025-09 | MISO | Rockton | 903 | 1 | Eagle Creek Renewable Energy, LLC | Conventional Hydroelectric | 42.4511 | -89.0756 | 0.6
2025-09 | MISO | Rockton | 903 | 2 | Eagle Creek Renewable Energy, LLC | Conventional Hydroelectric | 42.4511 | -89.0756 | 0.5
2025-09 | CISO | Alamo | 905 | 1 | California Dept. of Water Resources | Conventional Hydroelectric | 34.8158 | -118.6867 | 19.6
2025-09 | MISO | Venice | 913 | GT2 | Union Electric Co - (MO) | Natural Gas Fired Combustion Turbine | 38.6642 | -90.1764 | 61
2025-09 | MISO | Venice | 913 | GT3 | Union Electric Co - (MO) | Natural Gas Fired Combustion Turbine | 38.6642 | -90.1764 | 200
2025-09 | MISO | Venice | 913 | GT4 | Union Electric Co - (MO) | Natural Gas Fired Combustion Turbine | 38.6642 | -90.1764 | 200
2025-09 | MISO | Venice | 913 | GT5 | Union Electric Co - (MO) | Natural Gas Fired Combustion Turbine | 38.6642 | -90.1764 | 125
2025-09 | MISO | Breese | 934 | 2 | City of Breese - (IL) | Petroleum Liquids | 38.6075 | -89.5245 | 3
2025-09 | MISO | Breese | 934 | 5 | City of Breese - (IL) | Petroleum Liquids | 38.6075 | -89.5245 | 2.5
2025-09 | MISO | Breese | 934 | 6 | City of Breese - (IL) | Petroleum Liquids | 38.6075 | -89.5245 | 2.5
2025-09 | MISO | Breese | 934 | 7 | City of Breese - (IL) | Petroleum Liquids | 38.6075 | -89.5245 | 2.5
2025-09 | MISO | Breese | 934 | 8 | City of Breese - (IL) | Petroleum Liquids | 38.6075 | -89.5245 | 2.5
2025-09 | MISO | Breese | 934 | IC1 | City of Breese - (IL) | Petroleum Liquids | 38.6075 | -89.5245 | 0.9
2025-09 | MISO | Breese | 934 | IC3 | City of Breese - (IL) | Petroleum Liquids | 38.6075 | -89.5245 | 3
2025-09 | MISO | Bushnell | 935 | 1 | City of Bushnell - (IL) | Petroleum Liquids | 40.5486 | -90.5138 | 0.2
2025-09 | MISO | Bushnell | 935 | 2 | City of Bushnell - (IL) | Petroleum Liquids | 40.5486 | -90.5138 | 0.2
2025-09 | MISO | Bushnell | 935 | 3 | City of Bushnell - (IL) | Petroleum Liquids | 40.5486 | -90.5138 | 2.2
2025-09 | MISO | Bushnell | 935 | 4 | City of Bushnell - (IL) | Petroleum Liquids | 40.5486 | -90.5138 | 2.2
2025-09 | MISO | Bushnell | 935 | 5 | City of Bushnell - (IL) | Petroleum Liquids | 40.5486 | -90.5138 | 1
2025-09 | MISO | Bushnell | 935 | 6 | City of Bushnell - (IL) | Petroleum Liquids | 40.5486 | -90.5138 | 2.5
2025-09 | MISO | Bushnell | 935 | 7 | City of Bushnell - (IL) | Petroleum Liquids | 40.5486 | -90.5138 | 2.5
2025-09 | MISO | Carlyle | 936 | 10 | City of Carlyle - (IL) | Petroleum Liquids | 38.6106 | -89.3583 | 2.5
2025-09 | MISO | Carlyle | 936 | 11 | City of Carlyle - (IL) | Petroleum Liquids | 38.6106 | -89.3583 | 2.8
2025-09 | MISO | Carlyle | 936 | 7 | City of Carlyle - (IL) | Petroleum Liquids | 38.6106 | -89.3583 | 2
2025-09 | MISO | Carlyle | 936 | 8 | City of Carlyle - (IL) | Petroleum Liquids | 38.6106 | -89.3583 | 2.5
2025-09 | MISO | Carlyle | 936 | 9 | City of Carlyle - (IL) | Petroleum Liquids | 38.6106 | -89.3583 | 2.5
2025-09 | MISO | Carmi | 937 | 10 | City of Carmi - (IL) | Petroleum Liquids | 38.0967 | -88.1631 | 1.7
2025-09 | MISO | Carmi | 937 | 12 | City of Carmi - (IL) | Petroleum Liquids | 38.0967 | -88.1631 | 2
2025-09 | MISO | Carmi | 937 | 13 | City of Carmi - (IL) | Petroleum Liquids | 38.0967 | -88.1631 | 4.4
2025-09 | MISO | Carmi | 937 | 14 | City of Carmi - (IL) | Petroleum Liquids | 38.0967 | -88.1631 | 1.1
2025-09 | MISO | Carmi | 937 | 7 | City of Carmi - (IL) | Petroleum Liquids | 38.0967 | -88.1631 | 1.1
2025-09 | MISO | Carmi | 937 | 8 | City of Carmi - (IL) | Petroleum Liquids | 38.0967 | -88.1631 | 1.4
2025-09 | MISO | Carmi | 937 | 9 | City of Carmi - (IL) | Petroleum Liquids | 38.0967 | -88.1631 | 1.7
2025-09 | MISO | Farmer City | 941 | 1 | City of Farmer City - (IL) | Natural Gas Internal Combustion Engine | 40.2461 | -88.6388 | 1.5
2025-09 | MISO | Farmer City | 941 | 2 | City of Farmer City - (IL) | Petroleum Liquids | 40.2461 | -88.6388 | 1.1
2025-09 | MISO | Farmer City | 941 | 4 | City of Farmer City - (IL) | Petroleum Liquids | 40.2461 | -88.6388 | 0.8
2025-09 | MISO | Farmer City | 941 | 5 | City of Farmer City - (IL) | Natural Gas Internal Combustion Engine | 40.2461 | -88.6388 | 3.5
2025-09 | MISO | Farmer City | 941 | 6 | City of Farmer City - (IL) | Petroleum Liquids | 40.2461 | -88.6388 | 2.2
2025-09 | MISO | Farmer City | 941 | 7 | City of Farmer City - (IL) | Petroleum Liquids | 40.2461 | -88.6388 | 2.2
2025-09 | MISO | Freeburg | 943 | 10 | Village of Freeburg - (IL) | Petroleum Liquids | 38.4256 | -89.9144 | 1.8
2025-09 | MISO | Freeburg | 943 | 11 | Village of Freeburg - (IL) | Petroleum Liquids | 38.4256 | -89.9144 | 1.8
2025-09 | MISO | Freeburg | 943 | 12 | Village of Freeburg - (IL) | Petroleum Liquids | 38.4256 | -89.9144 | 1.8
2025-09 | MISO | Freeburg | 943 | 6 | Village of Freeburg - (IL) | Petroleum Liquids | 38.4256 | -89.9144 | 1.8
2025-09 | MISO | Freeburg | 943 | 8 | Village of Freeburg - (IL) | Petroleum Liquids | 38.4256 | -89.9144 | 1.8
2025-09 | MISO | Freeburg | 943 | 9 | Village of Freeburg - (IL) | Petroleum Liquids | 38.4256 | -89.9144 | 1.8
2025-09 | MISO | Geneseo | 944 | 1 | City of Geneseo - (IL) | Natural Gas Internal Combustion Engine | 41.4515 | -90.1485 | 5.6
2025-09 | MISO | Geneseo | 944 | 10 | City of Geneseo - (IL) | Onshore Wind Turbine | 41.4515 | -90.1485 | 1.5
2025-09 | MISO | Geneseo | 944 | 11 | City of Geneseo - (IL) | Onshore Wind Turbine | 41.4515 | -90.1485 | 1.5
2025-09 | MISO | Geneseo | 944 | 12 | City of Geneseo - (IL) | Solar Photovoltaic | 41.4515 | -90.1485 | 1.2
2025-09 | MISO | Geneseo | 944 | 2 | City of Geneseo - (IL) | Natural Gas Internal Combustion Engine | 41.4515 | -90.1485 | 3.5
2025-09 | MISO | Geneseo | 944 | 3 | City of Geneseo - (IL) | Natural Gas Internal Combustion Engine | 41.4515 | -90.1485 | 3.5
2025-09 | MISO | Geneseo | 944 | 4 | City of Geneseo - (IL) | Natural Gas Internal Combustion Engine | 41.4515 | -90.1485 | 1.6
2025-09 | MISO | Geneseo | 944 | 5A | City of Geneseo - (IL) | Natural Gas Internal Combustion Engine | 41.4515 | -90.1485 | 4.4
2025-09 | MISO | Geneseo | 944 | 6A | City of Geneseo - (IL) | Natural Gas Internal Combustion Engine | 41.4515 | -90.1485 | 3
2025-09 | MISO | Geneseo | 944 | 7 | City of Geneseo - (IL) | Natural Gas Internal Combustion Engine | 41.4515 | -90.1485 | 3
2025-09 | MISO | Geneseo | 944 | 9 | City of Geneseo - (IL) | Petroleum Liquids | 41.4515 | -90.1485 | 4.8
2025-09 | MISO | Highland | 946 | IC1 | City of Highland | Petroleum Liquids | 38.7412 | -89.6849 | 1.6
2025-09 | MISO | Highland | 946 | IC2 | City of Highland | Petroleum Liquids | 38.7412 | -89.6849 | 1.6
2025-09 | MISO | Highland | 946 | IC3 | City of Highland | Petroleum Liquids | 38.7412 | -89.6849 | 1.6
2025-09 | MISO | Highland | 946 | IC7 | City of Highland | Petroleum Liquids | 38.7412 | -89.6849 | 4.4
2025-09 | MISO | Highland | 946 | IC8 | City of Highland | Petroleum Liquids | 38.7412 | -89.6849 | 4.4
2025-09 | MISO | McLeansboro | 948 | 2 | City of McLeansboro - (IL) | Petroleum Liquids | 38.0947 | -88.5413 | 0.6
2025-09 | MISO | McLeansboro | 948 | 5 | City of McLeansboro - (IL) | Petroleum Liquids | 38.0947 | -88.5413 | 2
2025-09 | MISO | McLeansboro | 948 | 6 | City of McLeansboro - (IL) | Petroleum Liquids | 38.0947 | -88.5413 | 2.4
2025-09 | MISO | McLeansboro | 948 | 7 | City of McLeansboro - (IL) | Petroleum Liquids | 38.0947 | -88.5413 | 1.1
2025-09 | MISO | McLeansboro | 948 | 8 | City of McLeansboro - (IL) | Petroleum Liquids | 38.0947 | -88.5413 | 1.1
2025-09 | MISO | McLeansboro | 948 | 9 | City of McLeansboro - (IL) | Petroleum Liquids | 38.0947 | -88.5413 | 2
2025-09 | MISO | Marshall (IL) | 949 | 10 | City of Marshall - (IL) | Petroleum Liquids | 39.3921 | -87.6851 | 1.8
2025-09 | MISO | Marshall (IL) | 949 | 11 | City of Marshall - (IL) | Petroleum Liquids | 39.3921 | -87.6851 | 1.8
2025-09 | MISO | Marshall (IL) | 949 | 12 | City of Marshall - (IL) | Petroleum Liquids | 39.3921 | -87.6851 | 1.8
2025-09 | MISO | Marshall (IL) | 949 | 13 | City of Marshall - (IL) | Petroleum Liquids | 39.3921 | -87.6851 | 1.8
2025-09 | MISO | Marshall (IL) | 949 | 5 | City of Marshall - (IL) | Petroleum Liquids | 39.3921 | -87.6851 | 2.5
2025-09 | MISO | Marshall (IL) | 949 | 6 | City of Marshall - (IL) | Petroleum Liquids | 39.3921 | -87.6851 | 1.8
2025-09 | MISO | Marshall (IL) | 949 | 7 | City of Marshall - (IL) | Petroleum Liquids | 39.3921 | -87.6851 | 1.8
2025-09 | MISO | Marshall (IL) | 949 | 8 | City of Marshall - (IL) | Petroleum Liquids | 39.3921 | -87.6851 | 1.8
2025-09 | MISO | Marshall (IL) | 949 | 9 | City of Marshall - (IL) | Petroleum Liquids | 39.3921 | -87.6851 | 1.8
2025-09 | MISO | City of Peru Plank Road Generating Station | 955 | 11 | City of Peru - (IL) | Petroleum Liquids | 41.3533 | -89.1391 | 2.7
2025-09 | MISO | City of Peru Plank Road Generating Station | 955 | 12 | City of Peru - (IL) | Petroleum Liquids | 41.3533 | -89.1391 | 2.7
2025-09 | MISO | City of Peru Plank Road Generating Station | 955 | 13 | City of Peru - (IL) | Petroleum Liquids | 41.3533 | -89.1391 | 2.7
2025-09 | MISO | City of Peru Plank Road Generating Station | 955 | 14 | City of Peru - (IL) | Petroleum Liquids | 41.3533 | -89.1391 | 2.7
2025-09 | MISO | City of Peru Plank Road Generating Station | 955 | 15 | City of Peru - (IL) | Petroleum Liquids | 41.3533 | -89.1391 | 2.7
2025-09 | MISO | Princeton (IL) | 957 | 1 | City of Princeton - (IL) | Natural Gas Internal Combustion Engine | 41.3755 | -89.4649 | 2.3
2025-09 | MISO | Princeton (IL) | 957 | 2 | City of Princeton - (IL) | Natural Gas Internal Combustion Engine | 41.3755 | -89.4649 | 3
2025-09 | MISO | Princeton (IL) | 957 | 3 | City of Princeton - (IL) | Natural Gas Internal Combustion Engine | 41.3755 | -89.4649 | 3.4
2025-09 | MISO | Princeton (IL) | 957 | 4 | City of Princeton - (IL) | Natural Gas Internal Combustion Engine | 41.3755 | -89.4649 | 3.4
2025-09 | MISO | Princeton (IL) | 957 | 5 | City of Princeton - (IL) | Natural Gas Internal Combustion Engine | 41.3755 | -89.4649 | 4.4
2025-09 | MISO | Princeton (IL) | 957 | 6 | City of Princeton - (IL) | Natural Gas Internal Combustion Engine | 41.3755 | -89.4649 | 5.6
2025-09 | MISO | Princeton (IL) | 957 | 7 | City of Princeton - (IL) | Natural Gas Internal Combustion Engine | 41.3755 | -89.4649 | 7
2025-09 | MISO | Princeton (IL) | 957 | 8 | City of Princeton - (IL) | Natural Gas Internal Combustion Engine | 41.3755 | -89.4649 | 8.8
2025-09 | MISO | Rantoul | 958 | 10 | Village of Rantoul - (IL) | Petroleum Liquids | 40.3122 | -88.1594 | 1.8
2025-09 | MISO | Rantoul | 958 | 11 | Village of Rantoul - (IL) | Petroleum Liquids | 40.3122 | -88.1594 | 1.8
2025-09 | MISO | Rantoul | 958 | 12 | Village of Rantoul - (IL) | Petroleum Liquids | 40.3122 | -88.1594 | 1.8
2025-09 | MISO | Rantoul | 958 | 13 | Village of Rantoul - (IL) | Petroleum Liquids | 40.3122 | -88.1594 | 1.8
2025-09 | MISO | Rantoul | 958 | 14 | Village of Rantoul - (IL) | Petroleum Liquids | 40.3122 | -88.1594 | 1.8
2025-09 | MISO | Rantoul | 958 | 15 | Village of Rantoul - (IL) | Petroleum Liquids | 40.3122 | -88.1594 | 1.8
2025-09 | MISO | Rantoul | 958 | 16 | Village of Rantoul - (IL) | Petroleum Liquids | 40.3122 | -88.1594 | 1.8
2025-09 | MISO | Rantoul | 958 | 9 | Village of Rantoul - (IL) | Petroleum Liquids | 40.3122 | -88.1594 | 1.8
2025-09 | MISO | Red Bud | 959 | 1 | City of Red Bud - (IL) | Petroleum Liquids | 38.2165 | -89.9992 | 2.4
2025-09 | MISO | Red Bud | 959 | 2 | City of Red Bud - (IL) | Petroleum Liquids | 38.2165 | -89.9992 | 1.1
2025-09 | MISO | Red Bud | 959 | 3 | City of Red Bud - (IL) | Petroleum Liquids | 38.2165 | -89.9992 | 2.4
2025-09 | MISO | Red Bud | 959 | 4 | City of Red Bud - (IL) | Petroleum Liquids | 38.2165 | -89.9992 | 3.5
2025-09 | MISO | Red Bud | 959 | 7 | City of Red Bud - (IL) | Petroleum Liquids | 38.2165 | -89.9992 | 2.8
2025-09 | MISO | Red Bud | 959 | 8 | City of Red Bud - (IL) | Petroleum Liquids | 38.2165 | -89.9992 | 2.8
2025-09 | PJM | North Ninth Street | 960 | 1 | Rochelle Municipal Utilities | Petroleum Liquids | 41.9093 | -89.0498 | 0.3
2025-09 | PJM | North Ninth Street | 960 | 10 | Rochelle Municipal Utilities | Natural Gas Internal Combustion Engine | 41.9093 | -89.0498 | 2.5
2025-09 | PJM | North Ninth Street | 960 | 3 | Rochelle Municipal Utilities | Natural Gas Internal Combustion Engine | 41.9093 | -89.0498 | 2.5
2025-09 | PJM | North Ninth Street | 960 | 4 | Rochelle Municipal Utilities | Petroleum Liquids | 41.9093 | -89.0498 | 1
2025-09 | PJM | North Ninth Street | 960 | 6 | Rochelle Municipal Utilities | Natural Gas Internal Combustion Engine | 41.9093 | -89.0498 | 2.5
2025-09 | PJM | North Ninth Street | 960 | 7 | Rochelle Municipal Utilities | Natural Gas Internal Combustion Engine | 41.9093 | -89.0498 | 3.8
2025-09 | PJM | North Ninth Street | 960 | 8 | Rochelle Municipal Utilities | Petroleum Liquids | 41.9093 | -89.0498 | 1
2025-09 | PJM | North Ninth Street | 960 | 9 | Rochelle Municipal Utilities | Natural Gas Internal Combustion Engine | 41.9093 | -89.0498 | 3.5
2025-09 | PJM | North Ninth Street | 960 | SOL1 | Rochelle Municipal Utilities | Solar Photovoltaic | 41.9093 | -89.0498 | 0.3
2025-09 | PJM | South Main Street | 961 | 1 | Rochelle Municipal Utilities | Natural Gas Internal Combustion Engine | 41.9092 | -89.0504 | 2.5
2025-09 | PJM | South Main Street | 961 | 13 | Rochelle Municipal Utilities | Petroleum Liquids | 41.9092 | -89.0504 | 1.8
2025-09 | PJM | South Main Street | 961 | 14 | Rochelle Municipal Utilities | Petroleum Liquids | 41.9092 | -89.0504 | 1.8
2025-09 | PJM | South Main Street | 961 | 15 | Rochelle Municipal Utilities | Petroleum Liquids | 41.9092 | -89.0504 | 1.8
2025-09 | PJM | South Main Street | 961 | 16 | Rochelle Municipal Utilities | Petroleum Liquids | 41.9092 | -89.0504 | 1.8
2025-09 | PJM | South Main Street | 961 | 17 | Rochelle Municipal Utilities | Petroleum Liquids | 41.9092 | -89.0504 | 1.8
2025-09 | PJM | South Main Street | 961 | 18 | Rochelle Municipal Utilities | Petroleum Liquids | 41.9092 | -89.0504 | 1.8
2025-09 | PJM | South Main Street | 961 | 2 | Rochelle Municipal Utilities | Natural Gas Internal Combustion Engine | 41.9092 | -89.0504 | 2.5
2025-09 | MISO | Dallman | 963 | 4 | City of Springfield - (IL) | Conventional Steam Coal | 39.7548 | -89.6024 | 230.1
2025-09 | MISO | Lakeside | 964 | D1 | City of Springfield - (IL) | Petroleum Liquids | 39.7573 | -89.6005 | 1.8
2025-09 | MISO | Lakeside | 964 | D2 | City of Springfield - (IL) | Petroleum Liquids | 39.7573 | -89.6005 | 1.8
2025-09 | MISO | Lakeside | 964 | D3 | City of Springfield - (IL) | Petroleum Liquids | 39.7573 | -89.6005 | 1.8
2025-09 | MISO | Reynolds | 965 | 1 | City of Springfield - (IL) | Petroleum Liquids | 39.8069 | -89.6417 | 17.5
2025-09 | MISO | Sullivan (IL) | 969 | 1 | City of Sullivan - (IL) | Petroleum Liquids | 39.5967 | -88.6119 | 4.3
2025-09 | MISO | Sullivan (IL) | 969 | 10 | City of Sullivan - (IL) | Petroleum Liquids | 39.5967 | -88.6119 | 2.4
2025-09 | MISO | Sullivan (IL) | 969 | 11 | City of Sullivan - (IL) | Petroleum Liquids | 39.5967 | -88.6119 | 2
2025-09 | MISO | Sullivan (IL) | 969 | 12 | City of Sullivan - (IL) | Petroleum Liquids | 39.5967 | -88.6119 | 1.1
2025-09 | MISO | Sullivan (IL) | 969 | 13 | City of Sullivan - (IL) | Petroleum Liquids | 39.5967 | -88.6119 | 2.3
2025-09 | MISO | Sullivan (IL) | 969 | 14 | City of Sullivan - (IL) | Petroleum Liquids | 39.5967 | -88.6119 | 2.3
2025-09 | MISO | Sullivan (IL) | 969 | 15 | City of Sullivan - (IL) | Petroleum Liquids | 39.5967 | -88.6119 | 2.3
2025-09 | MISO | Sullivan (IL) | 969 | 2 | City of Sullivan - (IL) | Petroleum Liquids | 39.5967 | -88.6119 | 2
2025-09 | MISO | Sullivan (IL) | 969 | 3 | City of Sullivan - (IL) | Petroleum Liquids | 39.5967 | -88.6119 | 1.5
2025-09 | MISO | Sullivan (IL) | 969 | 5 | City of Sullivan - (IL) | Petroleum Liquids | 39.5967 | -88.6119 | 1.1
2025-09 | MISO | Sullivan (IL) | 969 | 9 | City of Sullivan - (IL) | Petroleum Liquids | 39.5967 | -88.6119 | 2.4
2025-09 | MISO | Waterloo | 971 | 1 | City of Waterloo - (IL) | Petroleum Liquids | 38.3348 | -90.1589 | 3.1
2025-09 | MISO | Waterloo | 971 | 10 | City of Waterloo - (IL) | Petroleum Liquids | 38.3348 | -90.1589 | 1.8
2025-09 | MISO | Waterloo | 971 | 11 | City of Waterloo - (IL) | Petroleum Liquids | 38.3348 | -90.1589 | 1.8
2025-09 | MISO | Waterloo | 971 | 12 | City of Waterloo - (IL) | Natural Gas Fired Combustion Turbine | 38.3348 | -90.1589 | 6.6
2025-09 | MISO | Waterloo | 971 | 13 | City of Waterloo - (IL) | Natural Gas Fired Combustion Turbine | 38.3348 | -90.1589 | 7
2025-09 | MISO | Waterloo | 971 | 4 | City of Waterloo - (IL) | Petroleum Liquids | 38.3348 | -90.1589 | 2
2025-09 | MISO | Waterloo | 971 | 7 | City of Waterloo - (IL) | Petroleum Liquids | 38.3348 | -90.1589 | 1.7
2025-09 | MISO | Waterloo | 971 | 8 | City of Waterloo - (IL) | Petroleum Liquids | 38.3348 | -90.1589 | 3
2025-09 | MISO | Waterloo | 971 | 9 | City of Waterloo - (IL) | Petroleum Liquids | 38.3348 | -90.1589 | 1.8
2025-09 | PJM | Winnetka | 972 | 6 | Village of Winnetka - (IL) | Natural Gas Steam Turbine | 42.1156 | -87.731 | 6.3
2025-09 | PJM | Winnetka | 972 | 7 | Village of Winnetka - (IL) | Natural Gas Steam Turbine | 42.1156 | -87.731 | 12.5
2025-09 | PJM | Winnetka | 972 | 8 | Village of Winnetka - (IL) | Petroleum Liquids | 42.1156 | -87.731 | 2.6
2025-09 | PJM | Winnetka | 972 | 9 | Village of Winnetka - (IL) | Petroleum Liquids | 42.1156 | -87.731 | 2.6
2025-09 | MISO | Marion | 976 | 1 | Southern Illinois Power Coop | Conventional Steam Coal | 37.6197 | -88.9531 | 33
2025-09 | MISO | Marion | 976 | 2 | Southern Illinois Power Coop | Conventional Steam Coal | 37.6197 | -88.9531 | 33
2025-09 | MISO | Marion | 976 | 3 | Southern Illinois Power Coop | Conventional Steam Coal | 37.6197 | -88.9531 | 33
2025-09 | MISO | Marion | 976 | 5 | Southern Illinois Power Coop | Natural Gas Fired Combustion Turbine | 37.6197 | -88.9531 | 75
2025-09 | MISO | Marion | 976 | 6 | Southern Illinois Power Coop | Natural Gas Fired Combustion Turbine | 37.6197 | -88.9531 | 75
2025-09 | PJM | Clifty Creek | 983 | 1 | Indiana-Kentucky Electric Corp | Conventional Steam Coal | 38.7378 | -85.4206 | 217.3
2025-09 | PJM | Clifty Creek | 983 | 2 | Indiana-Kentucky Electric Corp | Conventional Steam Coal | 38.7378 | -85.4206 | 217.3
2025-09 | PJM | Clifty Creek | 983 | 3 | Indiana-Kentucky Electric Corp | Conventional Steam Coal | 38.7378 | -85.4206 | 217.3
2025-09 | PJM | Clifty Creek | 983 | 4 | Indiana-Kentucky Electric Corp | Conventional Steam Coal | 38.7378 | -85.4206 | 217.3
2025-09 | PJM | Clifty Creek | 983 | 5 | Indiana-Kentucky Electric Corp | Conventional Steam Coal | 38.7378 | -85.4206 | 217.3
2025-09 | PJM | Clifty Creek | 983 | 6 | Indiana-Kentucky Electric Corp | Conventional Steam Coal | 38.7378 | -85.4206 | 217.3
2025-09 | PJM | Elkhart | 986 | 1 | Indiana Michigan Power Co | Conventional Hydroelectric | 41.6928 | -85.965 | 1.4
2025-09 | PJM | Elkhart | 986 | 2 | Indiana Michigan Power Co | Conventional Hydroelectric | 41.6928 | -85.965 | 1
2025-09 | PJM | Elkhart | 986 | 3 | Indiana Michigan Power Co | Conventional Hydroelectric | 41.6928 | -85.965 | 1
2025-09 | PJM | Twin Branch | 989 | H1E | Indiana Michigan Power Co | Conventional Hydroelectric | 41.665 | -86.1322 | 0.6
2025-09 | PJM | Twin Branch | 989 | H1W | Indiana Michigan Power Co | Conventional Hydroelectric | 41.665 | -86.1322 | 0.6
2025-09 | PJM | Twin Branch | 989 | H2W | Indiana Michigan Power Co | Conventional Hydroelectric | 41.665 | -86.1322 | 0.6
2025-09 | PJM | Twin Branch | 989 | H3W | Indiana Michigan Power Co | Conventional Hydroelectric | 41.665 | -86.1322 | 0.6
2025-09 | PJM | Twin Branch | 989 | H4W | Indiana Michigan Power Co | Conventional Hydroelectric | 41.665 | -86.1322 | 0.6
2025-09 | PJM | Twin Branch | 989 | H5W | Indiana Michigan Power Co | Conventional Hydroelectric | 41.665 | -86.1322 | 0.6
2025-09 | PJM | Twin Branch | 989 | H6E | Indiana Michigan Power Co | Conventional Hydroelectric | 41.665 | -86.1322 | 0.6
2025-09 | PJM | Twin Branch | 989 | H6W | Indiana Michigan Power Co | Conventional Hydroelectric | 41.665 | -86.1322 | 0.6
2025-09 | MISO | Harding Street | 990 | 5 | AES Indiana | Natural Gas Steam Turbine | 39.7113 | -86.1969 | 100
2025-09 | MISO | Harding Street | 990 | 6 | AES Indiana | Natural Gas Steam Turbine | 39.7113 | -86.1969 | 100
2025-09 | MISO | Harding Street | 990 | 7 | AES Indiana | Natural Gas Steam Turbine | 39.7113 | -86.1969 | 463
2025-09 | MISO | Harding Street | 990 | BAT1 | AES Indiana | Batteries | 39.7113 | -86.1969 | 20
2025-09 | MISO | Harding Street | 990 | GT1 | AES Indiana | Petroleum Liquids | 39.7113 | -86.1969 | 26
2025-09 | MISO | Harding Street | 990 | GT2 | AES Indiana | Petroleum Liquids | 39.7113 | -86.1969 | 26
2025-09 | MISO | Harding Street | 990 | GT4 | AES Indiana | Natural Gas Fired Combustion Turbine | 39.7113 | -86.1969 | 83
2025-09 | MISO | Harding Street | 990 | GT5 | AES Indiana | Natural Gas Fired Combustion Turbine | 39.7113 | -86.1969 | 83
2025-09 | MISO | Harding Street | 990 | GT6 | AES Indiana | Natural Gas Fired Combustion Turbine | 39.7113 | -86.1969 | 161
2025-09 | MISO | Harding Street | 990 | IC1 | AES Indiana | Petroleum Liquids | 39.7113 | -86.1969 | 2.7
2025-09 | MISO | Eagle Valley (IN) | 991 | GT1 | AES Indiana | Natural Gas Fired Combined Cycle | 39.4852 | -86.4183 | 207
2025-09 | MISO | Eagle Valley (IN) | 991 | GT2 | AES Indiana | Natural Gas Fired Combined Cycle | 39.4852 | -86.4183 | 207
2025-09 | MISO | Eagle Valley (IN) | 991 | STG1 | AES Indiana | Natural Gas Fired Combined Cycle | 39.4852 | -86.4183 | 230
2025-09 | MISO | CC Perry K | 992 | 6 | Citizens Thermal Energy | Natural Gas Steam Turbine | 39.7631 | -86.1667 | 5
2025-09 | MISO | AES Petersburg | 994 | 4 | AES Indiana | Conventional Steam Coal | 38.5281 | -87.2525 | 670.9
2025-09 | MISO | AES Petersburg | 994 | IC1 | AES Indiana | Petroleum Liquids | 38.5281 | -87.2525 | 2.7
2025-09 | MISO | AES Petersburg | 994 | IC2 | AES Indiana | Petroleum Liquids | 38.5281 | -87.2525 | 2.7
2025-09 | MISO | AES Petersburg | 994 | IC3 | AES Indiana | Petroleum Liquids | 38.5281 | -87.2525 | 2.7
2025-09 | MISO | AES Petersburg | 994 | ST3 | AES Indiana | Conventional Steam Coal | 38.5281 | -87.2525 | 670.9
2025-09 | MISO | Michigan City | 997 | 12 | Northern Indiana Pub Serv Co | Conventional Steam Coal | 41.7208 | -86.9086 | 540
2025-09 | MISO | Norway (IN) | 998 | 1 | Northern Indiana Pub Serv Co | Conventional Hydroelectric | 40.7803 | -86.76 | 2
2025-09 | MISO | Norway (IN) | 998 | 2 | Northern Indiana Pub Serv Co | Conventional Hydroelectric | 40.7803 | -86.76 | 2
2025-09 | MISO | Norway (IN) | 998 | 3 | Northern Indiana Pub Serv Co | Conventional Hydroelectric | 40.7803 | -86.76 | 2
2025-09 | MISO | Norway (IN) | 998 | 4 | Northern Indiana Pub Serv Co | Conventional Hydroelectric | 40.7803 | -86.76 | 1.3
2025-09 | MISO | Oakdale | 999 | 1 | Northern Indiana Pub Serv Co | Conventional Hydroelectric | 40.6564 | -86.7528 | 4.3
2025-09 | MISO | Oakdale | 999 | 2 | Northern Indiana Pub Serv Co | Conventional Hydroelectric | 40.6564 | -86.7528 | 3.2
2025-09 | MISO | Oakdale | 999 | 3 | Northern Indiana Pub Serv Co | Conventional Hydroelectric | 40.6564 | -86.7528 | 4.3
2025-09 | MISO | Cayuga | 1001 | 1 | Duke Energy Indiana, LLC | Conventional Steam Coal | 39.9242 | -87.4244 | 531
2025-09 | MISO | Cayuga | 1001 | 2 | Duke Energy Indiana, LLC | Conventional Steam Coal | 39.9242 | -87.4244 | 531
2025-09 | MISO | Cayuga | 1001 | 31 | Duke Energy Indiana, LLC | Petroleum Liquids | 39.9242 | -87.4244 | 2.6
2025-09 | MISO | Cayuga | 1001 | 32 | Duke Energy Indiana, LLC | Petroleum Liquids | 39.9242 | -87.4244 | 2.6
2025-09 | MISO | Cayuga | 1001 | 33 | Duke Energy Indiana, LLC | Petroleum Liquids | 39.9242 | -87.4244 | 2.6
2025-09 | MISO | Cayuga | 1001 | 34 | Duke Energy Indiana, LLC | Petroleum Liquids | 39.9242 | -87.4244 | 2.6
2025-09 | MISO | Cayuga | 1001 | 4 | Duke Energy Indiana, LLC | Natural Gas Fired Combustion Turbine | 39.9242 | -87.4244 | 112.5
2025-09 | MISO | Edwardsport | 1004 | CT1 | Duke Energy Indiana, LLC | Coal Integrated Gasification Combined Cycle | 38.8067 | -87.2472 | 240.6
2025-09 | MISO | Edwardsport | 1004 | CT2 | Duke Energy Indiana, LLC | Coal Integrated Gasification Combined Cycle | 38.8067 | -87.2472 | 240.6
2025-09 | MISO | Edwardsport | 1004 | ST | Duke Energy Indiana, LLC | Coal Integrated Gasification Combined Cycle | 38.8067 | -87.2472 | 331.5
2025-09 | MISO | Markland | 1005 | 1 | Duke Energy Indiana, LLC | Conventional Hydroelectric | 38.7795 | -84.964 | 25.9
2025-09 | MISO | Markland | 1005 | 2 | Duke Energy Indiana, LLC | Conventional Hydroelectric | 38.7795 | -84.964 | 25.9
2025-09 | MISO | Markland | 1005 | 3 | Duke Energy Indiana, LLC | Conventional Hydroelectric | 38.7795 | -84.964 | 25.9
2025-09 | MISO | Noblesville | 1007 | 1 | Duke Energy Indiana, LLC | Natural Gas Fired Combined Cycle | 40.0969 | -85.9714 | 50
2025-09 | MISO | Noblesville | 1007 | 2 | Duke Energy Indiana, LLC | Natural Gas Fired Combined Cycle | 40.0969 | -85.9714 | 50
2025-09 | MISO | Noblesville | 1007 | 3 | Duke Energy Indiana, LLC | Natural Gas Fired Combined Cycle | 40.0969 | -85.9714 | 61
2025-09 | MISO | Noblesville | 1007 | 4 | Duke Energy Indiana, LLC | Natural Gas Fired Combined Cycle | 40.0969 | -85.9714 | 61
2025-09 | MISO | Noblesville | 1007 | 5 | Duke Energy Indiana, LLC | Natural Gas Fired Combined Cycle | 40.0969 | -85.9714 | 61
2025-09 | MISO | F B Culley | 1012 | 2 | Southern Indiana Gas & Elec Co | Conventional Steam Coal | 37.9111 | -87.3275 | 103.7
2025-09 | MISO | F B Culley | 1012 | 3 | Southern Indiana Gas & Elec Co | Conventional Steam Coal | 37.9111 | -87.3275 | 265.2
2025-09 | MISO | Peru (IN) | 1037 | D1 | City of Peru - (IN) | Petroleum Liquids | 40.7551 | -86.0575 | 1.8
2025-09 | PJM | Whitewater Valley | 1040 | 1 | City of Richmond - (IN) | Conventional Steam Coal | 39.8028 | -84.8953 | 33
2025-09 | PJM | Whitewater Valley | 1040 | 2 | City of Richmond - (IN) | Conventional Steam Coal | 39.8028 | -84.8953 | 60.9
2025-09 | MISO | Iowa Hydro LLC | 1067 | 1 | Zero6 Energy Hydro | Conventional Hydroelectric | 42.07 | -90.6977 | 0.6
2025-09 | MISO | Iowa Hydro LLC | 1067 | 2 | Zero6 Energy Hydro | Conventional Hydroelectric | 42.07 | -90.6977 | 0.6
2025-09 | MISO | Marshalltown | 1068 | 1 | Interstate Power and Light Co | Natural Gas Fired Combustion Turbine | 42.0474 | -92.8594 | 63
2025-09 | MISO | Marshalltown | 1068 | 2 | Interstate Power and Light Co | Natural Gas Fired Combustion Turbine | 42.0474 | -92.8594 | 63
2025-09 | MISO | Marshalltown | 1068 | 3 | Interstate Power and Light Co | Natural Gas Fired Combustion Turbine | 42.0474 | -92.8594 | 63
2025-09 | MISO | Prairie Creek | 1073 | 1 | Interstate Power and Light Co | Conventional Steam Coal | 41.944 | -91.6392 | 14.6
2025-09 | MISO | Prairie Creek | 1073 | 3 | Interstate Power and Light Co | Conventional Steam Coal | 41.944 | -91.6392 | 50
2025-09 | MISO | Prairie Creek | 1073 | 4 | Interstate Power and Light Co | Natural Gas Steam Turbine | 41.944 | -91.6392 | 148.8
2025-09 | MISO | Coralville GT | 1079 | 1 | MidAmerican Energy Co | Natural Gas Fired Combustion Turbine | 41.6719 | -91.564 | 18
2025-09 | MISO | Coralville GT | 1079 | 2 | MidAmerican Energy Co | Natural Gas Fired Combustion Turbine | 41.6719 | -91.564 | 18
2025-09 | MISO | Coralville GT | 1079 | 3 | MidAmerican Energy Co | Natural Gas Fired Combustion Turbine | 41.6719 | -91.564 | 18
2025-09 | MISO | Coralville GT | 1079 | 4 | MidAmerican Energy Co | Natural Gas Fired Combustion Turbine | 41.6719 | -91.564 | 18
2025-09 | MISO | Walter Scott Jr Energy Center | 1082 | 3 | MidAmerican Energy Co | Conventional Steam Coal | 41.18 | -95.8408 | 725.8
2025-09 | MISO | Walter Scott Jr Energy Center | 1082 | 4 | MidAmerican Energy Co | Conventional Steam Coal | 41.18 | -95.8408 | 922.5
2025-09 | MISO | River Hills | 1084 | 1 | MidAmerican Energy Co | Natural Gas Fired Combustion Turbine | 41.5902 | -93.6195 | 16
2025-09 | MISO | River Hills | 1084 | 2 | MidAmerican Energy Co | Natural Gas Fired Combustion Turbine | 41.5902 | -93.6195 | 16
2025-09 | MISO | River Hills | 1084 | 3 | MidAmerican Energy Co | Natural Gas Fired Combustion Turbine | 41.5902 | -93.6195 | 16
2025-09 | MISO | River Hills | 1084 | 4 | MidAmerican Energy Co | Natural Gas Fired Combustion Turbine | 41.5902 | -93.6195 | 16
2025-09 | MISO | River Hills | 1084 | 5 | MidAmerican Energy Co | Natural Gas Fired Combustion Turbine | 41.5902 | -93.6195 | 16
2025-09 | MISO | River Hills | 1084 | 6 | MidAmerican Energy Co | Natural Gas Fired Combustion Turbine | 41.5902 | -93.6195 | 16
2025-09 | MISO | River Hills | 1084 | 7 | MidAmerican Energy Co | Natural Gas Fired Combustion Turbine | 41.5902 | -93.6195 | 16
2025-09 | MISO | River Hills | 1084 | 8 | MidAmerican Energy Co | Natural Gas Fired Combustion Turbine | 41.5902 | -93.6195 | 16
2025-09 | MISO | George Neal North | 1091 | 3 | MidAmerican Energy Co | Conventional Steam Coal | 42.3252 | -96.3797 | 584.1
2025-09 | MISO | Merl Parr | 1097 | 1 | MidAmerican Energy Co | Natural Gas Fired Combustion Turbine | 43.0563 | -92.6932 | 18
2025-09 | MISO | Merl Parr | 1097 | 2 | MidAmerican Energy Co | Natural Gas Fired Combustion Turbine | 43.0563 | -92.6932 | 18
2025-09 | MISO | Burlington (IA) | 1104 | 1 | Interstate Power and Light Co | Natural Gas Steam Turbine | 40.7412 | -91.1167 | 212
2025-09 | MISO | Burlington (IA) | 1104 | GT1 | Interstate Power and Light Co | Natural Gas Fired Combustion Turbine | 40.7412 | -91.1167 | 19.7
2025-09 | MISO | Burlington (IA) | 1104 | GT2 | Interstate Power and Light Co | Natural Gas Fired Combustion Turbine | 40.7412 | -91.1167 | 19.7
2025-09 | MISO | Burlington (IA) | 1104 | GT3 | Interstate Power and Light Co | Natural Gas Fired Combustion Turbine | 40.7412 | -91.1167 | 19.7
2025-09 | MISO | Burlington (IA) | 1104 | GT4 | Interstate Power and Light Co | Natural Gas Fired Combustion Turbine | 40.7412 | -91.1167 | 19.7
2025-09 | MISO | Keokuk | 1109 | 1 | Union Electric Co - (MO) | Conventional Hydroelectric | 40.3965 | -91.3719 | 7.6
2025-09 | MISO | Keokuk | 1109 | 10 | Union Electric Co - (MO) | Conventional Hydroelectric | 40.3965 | -91.3719 | 8.8
2025-09 | MISO | Keokuk | 1109 | 11 | Union Electric Co - (MO) | Conventional Hydroelectric | 40.3965 | -91.3719 | 8.8
2025-09 | MISO | Keokuk | 1109 | 12 | Union Electric Co - (MO) | Conventional Hydroelectric | 40.3965 | -91.3719 | 8.8
2025-09 | MISO | Keokuk | 1109 | 13 | Union Electric Co - (MO) | Conventional Hydroelectric | 40.3965 | -91.3719 | 8.8
2025-09 | MISO | Keokuk | 1109 | 14 | Union Electric Co - (MO) | Conventional Hydroelectric | 40.3965 | -91.3719 | 8.8
2025-09 | MISO | Keokuk | 1109 | 15 | Union Electric Co - (MO) | Conventional Hydroelectric | 40.3965 | -91.3719 | 8.8
2025-09 | MISO | Keokuk | 1109 | 2 | Union Electric Co - (MO) | Conventional Hydroelectric | 40.3965 | -91.3719 | 7.6
2025-09 | MISO | Keokuk | 1109 | 3 | Union Electric Co - (MO) | Conventional Hydroelectric | 40.3965 | -91.3719 | 7.6
2025-09 | MISO | Keokuk | 1109 | 4 | Union Electric Co - (MO) | Conventional Hydroelectric | 40.3965 | -91.3719 | 7.6
2025-09 | MISO | Keokuk | 1109 | 5 | Union Electric Co - (MO) | Conventional Hydroelectric | 40.3965 | -91.3719 | 7.6
2025-09 | MISO | Keokuk | 1109 | 6 | Union Electric Co - (MO) | Conventional Hydroelectric | 40.3965 | -91.3719 | 7.6
2025-09 | MISO | Keokuk | 1109 | 7 | Union Electric Co - (MO) | Conventional Hydroelectric | 40.3965 | -91.3719 | 8.8
2025-09 | MISO | Keokuk | 1109 | 8 | Union Electric Co - (MO) | Conventional Hydroelectric | 40.3965 | -91.3719 | 8.8
2025-09 | MISO | Keokuk | 1109 | 9 | Union Electric Co - (MO) | Conventional Hydroelectric | 40.3965 | -91.3719 | 8.8
2025-09 | SWPP | Algona | 1120 | 6 | City of Algona - (IA) | Petroleum Liquids | 43.0733 | -94.2392 | 3.2
2025-09 | SWPP | Algona | 1120 | 7 | City of Algona - (IA) | Petroleum Liquids | 43.0733 | -94.2392 | 4.1
2025-09 | SWPP | Algona | 1120 | 8 | City of Algona - (IA) | Petroleum Liquids | 43.0733 | -94.2392 | 4.4
2025-09 | SWPP | Algona | 1120 | 9 | City of Algona - (IA) | Petroleum Liquids | 43.0733 | -94.2392 | 4.4
2025-09 | SWPP | Alta Municipal Utilities | 1121 | 2A | City of Alta - (IA) | Petroleum Liquids | 42.6736 | -95.3026 | 2
2025-09 | SWPP | Alta Municipal Utilities | 1121 | 3A | City of Alta - (IA) | Petroleum Liquids | 42.6736 | -95.3026 | 2
2025-09 | MISO | Ames Electric Services Power Plant | 1122 | 7 | City of Ames - (IA) | Natural Gas Steam Turbine | 42.0258 | -93.6089 | 37.5
2025-09 | MISO | Ames Electric Services Power Plant | 1122 | 8 | City of Ames - (IA) | Natural Gas Steam Turbine | 42.0258 | -93.6089 | 71.3
2025-09 | MISO | Anita | 1123 | 2 | City of Anita - (IA) | Petroleum Liquids | 41.4442 | -94.7665 | 0.2
2025-09 | MISO | Anita | 1123 | 3 | City of Anita - (IA) | Petroleum Liquids | 41.4442 | -94.7665 | 0.3
2025-09 | MISO | Anita | 1123 | 4 | City of Anita - (IA) | Petroleum Liquids | 41.4442 | -94.7665 | 0.2
2025-09 | MISO | Anita | 1123 | 5 | City of Anita - (IA) | Petroleum Liquids | 41.4442 | -94.7665 | 0.2
2025-09 | MISO | Anita | 1123 | 6 | City of Anita - (IA) | Petroleum Liquids | 41.4442 | -94.7665 | 2
2025-09 | MISO | Atlantic | 1124 | 6 | Atlantic Municipal Utilities | Natural Gas Fired Combustion Turbine | 41.409 | -95 | 10
2025-09 | MISO | Bancroft | 1125 | 5 | Bancroft Municipal Utilities | Petroleum Liquids | 43.2926 | -94.2171 | 0.6
2025-09 | MISO | Bancroft | 1125 | 6 | Bancroft Municipal Utilities | Petroleum Liquids | 43.2926 | -94.2171 | 1.8
2025-09 | MISO | Bancroft | 1125 | 7 | Bancroft Municipal Utilities | Petroleum Liquids | 43.2926 | -94.2171 | 1.8
2025-09 | MISO | Bellevue | 1126 | 1A | City of Bellevue - (IA) | Petroleum Liquids | 42.25 | -90.4167 | 1.8
2025-09 | MISO | Bellevue | 1126 | 2 | City of Bellevue - (IA) | Petroleum Liquids | 42.25 | -90.4167 | 1.6
2025-09 | MISO | Bellevue | 1126 | 3 | City of Bellevue - (IA) | Petroleum Liquids | 42.25 | -90.4167 | 1.8
2025-09 | MISO | Bellevue | 1126 | 4 | City of Bellevue - (IA) | Petroleum Liquids | 42.25 | -90.4167 | 0.7
2025-09 | MISO | Bellevue | 1126 | 5 | City of Bellevue - (IA) | Petroleum Liquids | 42.25 | -90.4167 | 0.9
2025-09 | MISO | Bellevue | 1126 | 6 | City of Bellevue - (IA) | Petroleum Liquids | 42.25 | -90.4167 | 3
2025-09 | MISO | Brooklyn | 1128 | 8 | City of Brooklyn - (IA) | Petroleum Liquids | 41.7278 | -92.4479 | 2.3
2025-09 | MISO | Cascade | 1129 | 1 | Cascade Municipal Utilities | Petroleum Liquids | 42.2982 | -91.012 | 0.7
2025-09 | MISO | Cascade | 1129 | 2 | Cascade Municipal Utilities | Petroleum Liquids | 42.2982 | -91.012 | 2
2025-09 | MISO | Cascade | 1129 | 3A | Cascade Municipal Utilities | Petroleum Liquids | 42.2982 | -91.012 | 1.8
2025-09 | MISO | Cascade | 1129 | 4 | Cascade Municipal Utilities | Petroleum Liquids | 42.2982 | -91.012 | 0.7
2025-09 | MISO | Cascade | 1129 | 6 | Cascade Municipal Utilities | Petroleum Liquids | 42.2982 | -91.012 | 2
2025-09 | MISO | Gas Turbine (IA) | 1130 | 1 | Cedar Falls Utilities | Natural Gas Fired Combustion Turbine | 42.512 | -92.476 | 19.6
2025-09 | MISO | Gas Turbine (IA) | 1130 | 2 | Cedar Falls Utilities | Natural Gas Fired Combustion Turbine | 42.512 | -92.476 | 23.8
2025-09 | MISO | Streeter Station | 1131 | 6 | Cedar Falls Utilities | Natural Gas Steam Turbine | 42.5267 | -92.4394 | 16.5
2025-09 | MISO | Streeter Station | 1131 | 7 | Cedar Falls Utilities | Natural Gas Steam Turbine | 42.5267 | -92.4394 | 35
2025-09 | MISO | Coggon | 1132 | IC5 | Coggon Municipal Light Plant | Petroleum Liquids | 42.2808 | -91.5327 | 2
2025-09 | MISO | Corning | 1134 | 5 | City of Corning - (IA) | Petroleum Liquids | 40.9871 | -94.7352 | 2.8
2025-09 | MISO | Corning | 1134 | 6 | City of Corning - (IA) | Petroleum Liquids | 40.9871 | -94.7352 | 2
2025-09 | MISO | Corning | 1134 | 7 | City of Corning - (IA) | Petroleum Liquids | 40.9871 | -94.7352 | 2
2025-09 | MISO | Dayton (IA) | 1135 | 5 | City of Dayton - (IA) | Petroleum Liquids | 42.2602 | -94.0692 | 1.8
2025-09 | SWPP | Estherville | 1137 | 2 | City of Estherville - (IA) | Petroleum Liquids | 43.4028 | -94.8433 | 1.6
2025-09 | SWPP | Estherville | 1137 | 3 | City of Estherville - (IA) | Natural Gas Internal Combustion Engine | 43.4028 | -94.8433 | 3
2025-09 | SWPP | Estherville | 1137 | 4 | City of Estherville - (IA) | Natural Gas Internal Combustion Engine | 43.4028 | -94.8433 | 4
2025-09 | SWPP | Estherville | 1137 | 5 | City of Estherville - (IA) | Natural Gas Internal Combustion Engine | 43.4028 | -94.8433 | 4
2025-09 | SWPP | Estherville | 1137 | 7 | City of Estherville - (IA) | Natural Gas Internal Combustion Engine | 43.4028 | -94.8433 | 3
2025-09 | MISO | Forest City Light Plant | 1138 | 1 | City of Forest City- (IA) | Petroleum Liquids | 43.2632 | -93.6354 | 1.2
2025-09 | MISO | Forest City Light Plant | 1138 | 2 | City of Forest City- (IA) | Petroleum Liquids | 43.2632 | -93.6354 | 2.7
2025-09 | MISO | Forest City Light Plant | 1138 | 3 | City of Forest City- (IA) | Petroleum Liquids | 43.2632 | -93.6354 | 3.5
2025-09 | MISO | Forest City Light Plant | 1138 | 4 | City of Forest City- (IA) | Petroleum Liquids | 43.2632 | -93.6354 | 6.3
2025-09 | MISO | Forest City Light Plant | 1138 | 5 | City of Forest City- (IA) | Petroleum Liquids | 43.2632 | -93.6354 | 0.7
2025-09 | MISO | Forest City Light Plant | 1138 | 6 | City of Forest City- (IA) | Petroleum Liquids | 43.2632 | -93.6354 | 7.6
2025-09 | MISO | Gowrie | 1141 | 3 | Gowrie Municipal Utilities | Petroleum Liquids | 42.2828 | -94.289 | 2.5
2025-09 | MISO | Graettinger | 1142 | 5 | City of Graettinger - (IA) | Petroleum Liquids | 43.2397 | -94.7498 | 1.1
2025-09 | MISO | Graettinger | 1142 | 6 | City of Graettinger - (IA) | Petroleum Liquids | 43.2397 | -94.7498 | 2
2025-09 | MISO | Grand Junction | 1143 | 2 | City of Grand Junction - (IA) | Petroleum Liquids | 42.0296 | -94.3699 | 1.7
2025-09 | MISO | Grundy Center City Light Plant | 1145 | IC1 | Grundy Center Mun Light & Power | Petroleum Liquids | 42.3631 | -92.7723 | 2.2
2025-09 | MISO | Grundy Center City Light Plant | 1145 | IC2 | Grundy Center Mun Light & Power | Petroleum Liquids | 42.3631 | -92.7723 | 3.5
2025-09 | MISO | Grundy Center City Light Plant | 1145 | IC3 | Grundy Center Mun Light & Power | Petroleum Liquids | 42.3631 | -92.7723 | 3
2025-09 | MISO | Harlan | 1146 | HMU1 | Harlan Municipal Utilities - (IA) | Petroleum Liquids | 41.6445 | -95.3153 | 1.7
2025-09 | MISO | Harlan | 1146 | HMU2 | Harlan Municipal Utilities - (IA) | Petroleum Liquids | 41.6445 | -95.3153 | 1.7
2025-09 | MISO | Indianola | 1150 | 7 | Indianola Municipal Utilities | Petroleum Liquids | 41.3595 | -93.5633 | 20.6
2025-09 | MISO | Indianola | 1150 | 8 | Indianola Municipal Utilities | Petroleum Liquids | 41.3595 | -93.5633 | 20.3
2025-09 | MISO | Lake Park | 1153 | 3 | City of Lake Park - (IA) | Petroleum Liquids | 43.4301 | -95.3153 | 2
2025-09 | MISO | Lake Park | 1153 | G2 | City of Lake Park - (IA) | Petroleum Liquids | 43.4301 | -95.3153 | 2
2025-09 | MISO | Lake Mills | 1154 | 4 | City of Lake Mills | Petroleum Liquids | 43.4172 | -93.5322 | 1.3
2025-09 | MISO | Lake Mills | 1154 | 6 | City of Lake Mills | Petroleum Liquids | 43.4172 | -93.5322 | 5.7
2025-09 | MISO | Lake Mills | 1154 | 7 | City of Lake Mills | Petroleum Liquids | 43.4172 | -93.5322 | 7.6
2025-09 | MISO | Lake Mills | 1154 | 8 | City of Lake Mills | Petroleum Liquids | 43.4172 | -93.5322 | 3.1
2025-09 | MISO | Lamoni Municipal Utilities | 1155 | 1 | City of Lamoni - (IA) | Petroleum Liquids | 40.622 | -93.9326 | 2.8
2025-09 | MISO | Lamoni Municipal Utilities | 1155 | 2 | City of Lamoni - (IA) | Petroleum Liquids | 40.622 | -93.9326 | 0.2
2025-09 | MISO | Lamoni Municipal Utilities | 1155 | 3 | City of Lamoni - (IA) | Petroleum Liquids | 40.622 | -93.9326 | 0.3
2025-09 | MISO | Lamoni Municipal Utilities | 1155 | 4 | City of Lamoni - (IA) | Petroleum Liquids | 40.622 | -93.9326 | 0.6
2025-09 | MISO | Lamoni Municipal Utilities | 1155 | 5 | City of Lamoni - (IA) | Petroleum Liquids | 40.622 | -93.9326 | 1.1
2025-09 | MISO | Lamoni Municipal Utilities | 1155 | 6 | City of Lamoni - (IA) | Petroleum Liquids | 40.622 | -93.9326 | 0.5
2025-09 | MISO | Lamoni Municipal Utilities | 1155 | 7 | City of Lamoni - (IA) | Petroleum Liquids | 40.622 | -93.9326 | 2.5
2025-09 | MISO | Lamoni Municipal Utilities | 1155 | 8 | City of Lamoni - (IA) | Petroleum Liquids | 40.622 | -93.9326 | 2.5
2025-09 | MISO | La Porte | 1156 | 3A | La Porte City Utilities | Petroleum Liquids | 42.3159 | -92.1928 | 1.8
2025-09 | MISO | La Porte | 1156 | 4A | La Porte City Utilities | Petroleum Liquids | 42.3159 | -92.1928 | 1.8
2025-09 | MISO | La Porte | 1156 | 6 | La Porte City Utilities | Petroleum Liquids | 42.3159 | -92.1928 | 1.8
2025-09 | SWPP | Laurens | 1157 | 3 | City of Laurens - (IA) | Petroleum Liquids | 42.8486 | -94.8506 | 0.8
2025-09 | SWPP | Laurens | 1157 | 4 | City of Laurens - (IA) | Petroleum Liquids | 42.8486 | -94.8506 | 0.8
2025-09 | SWPP | Laurens | 1157 | 5 | City of Laurens - (IA) | Petroleum Liquids | 42.8486 | -94.8506 | 2.5
2025-09 | SWPP | Laurens | 1157 | 6 | City of Laurens - (IA) | Petroleum Liquids | 42.8486 | -94.8506 | 2.5
2025-09 | SWPP | Laurens | 1157 | 7 | City of Laurens - (IA) | Petroleum Liquids | 42.8486 | -94.8506 | 2.5
2025-09 | MISO | Lenox | 1158 | 1 | City of Lenox - (IA) | Petroleum Liquids | 40.88 | -94.5589 | 0.3
2025-09 | MISO | Lenox | 1158 | 2 | City of Lenox - (IA) | Petroleum Liquids | 40.88 | -94.5589 | 1.1
2025-09 | MISO | Lenox | 1158 | 3 | City of Lenox - (IA) | Petroleum Liquids | 40.88 | -94.5589 | 0.9
2025-09 | MISO | Lenox | 1158 | 4 | City of Lenox - (IA) | Petroleum Liquids | 40.88 | -94.5589 | 1.8
2025-09 | MISO | Lenox | 1158 | 5 | City of Lenox - (IA) | Petroleum Liquids | 40.88 | -94.5589 | 2
2025-09 | SWPP | Manning | 1160 | 1 | City of Manning | Petroleum Liquids | 41.9067 | -95.0347 | 0.2
2025-09 | SWPP | Manning | 1160 | 2 | City of Manning | Petroleum Liquids | 41.9067 | -95.0347 | 0.2
2025-09 | SWPP | Manning | 1160 | 4 | City of Manning | Petroleum Liquids | 41.9067 | -95.0347 | 0.6
2025-09 | SWPP | Manning | 1160 | M1 | City of Manning | Petroleum Liquids | 41.9067 | -95.0347 | 2.3
2025-09 | SWPP | Manning | 1160 | M2 | City of Manning | Petroleum Liquids | 41.9067 | -95.0347 | 2.3
2025-09 | SWPP | Manning | 1160 | M3 | City of Manning | Petroleum Liquids | 41.9067 | -95.0347 | 2.3
2025-09 | MISO | Maquoketa 1 | 1162 | 1A | City of Maquoketa - (IA) | Natural Gas Internal Combustion Engine | 42.0356 | -90.665 | 3.1
2025-09 | MISO | Maquoketa 1 | 1162 | 2A | City of Maquoketa - (IA) | Natural Gas Internal Combustion Engine | 42.0356 | -90.665 | 3.1
2025-09 | MISO | Maquoketa 1 | 1162 | 3 | City of Maquoketa - (IA) | Natural Gas Internal Combustion Engine | 42.0356 | -90.665 | 2.1
2025-09 | MISO | Maquoketa 1 | 1162 | 4A | City of Maquoketa - (IA) | Petroleum Liquids | 42.0356 | -90.665 | 1.8
2025-09 | MISO | Maquoketa 1 | 1162 | 5 | City of Maquoketa - (IA) | Natural Gas Internal Combustion Engine | 42.0356 | -90.665 | 1.7
2025-09 | MISO | Maquoketa 1 | 1162 | 6 | City of Maquoketa - (IA) | Natural Gas Internal Combustion Engine | 42.0356 | -90.665 | 2.5
2025-09 | MISO | Maquoketa 1 | 1162 | 7 | City of Maquoketa - (IA) | Natural Gas Internal Combustion Engine | 42.0356 | -90.665 | 6.5
2025-09 | MISO | Maquoketa 1 | 1162 | 8 | City of Maquoketa - (IA) | Petroleum Liquids | 42.0356 | -90.665 | 1.8
2025-09 | MISO | Maquoketa 1 | 1162 | 9 | City of Maquoketa - (IA) | Petroleum Liquids | 42.0356 | -90.665 | 1.8
2025-09 | MISO | McGregor | 1163 | 1 | City of McGregor- (IA) | Petroleum Liquids | 43.0237 | -91.1749 | 1.2
2025-09 | MISO | McGregor | 1163 | 2 | City of McGregor- (IA) | Petroleum Liquids | 43.0237 | -91.1749 | 0.3
2025-09 | SWPP | Milford | 1164 | 1 | City of Milford - (IA) | Petroleum Liquids | 43.3261 | -95.1483 | 0.6
2025-09 | SWPP | Milford | 1164 | 4 | City of Milford - (IA) | Petroleum Liquids | 43.3261 | -95.1483 | 0.5
2025-09 | SWPP | Milford | 1164 | 5 | City of Milford - (IA) | Petroleum Liquids | 43.3261 | -95.1483 | 1.8
2025-09 | SWPP | Milford | 1164 | 6 | City of Milford - (IA) | Petroleum Liquids | 43.3261 | -95.1483 | 1.8
2025-09 | SWPP | Milford | 1164 | 7 | City of Milford - (IA) | Petroleum Liquids | 43.3261 | -95.1483 | 1.8
2025-09 | MISO | Montezuma | 1165 | 1 | City of Montezuma - (IA) | Petroleum Liquids | 41.586 | -92.5228 | 0.2
2025-09 | MISO | Montezuma | 1165 | 10 | City of Montezuma - (IA) | Petroleum Liquids | 41.586 | -92.5228 | 0.2
2025-09 | MISO | Montezuma | 1165 | 4 | City of Montezuma - (IA) | Petroleum Liquids | 41.586 | -92.5228 | 0.5
2025-09 | MISO | Montezuma | 1165 | 5 | City of Montezuma - (IA) | Petroleum Liquids | 41.586 | -92.5228 | 1.1
2025-09 | MISO | Montezuma | 1165 | 6 | City of Montezuma - (IA) | Natural Gas Internal Combustion Engine | 41.586 | -92.5228 | 1.7
2025-09 | MISO | Montezuma | 1165 | 7 | City of Montezuma - (IA) | Natural Gas Internal Combustion Engine | 41.586 | -92.5228 | 2.5
2025-09 | MISO | Montezuma | 1165 | 8 | City of Montezuma - (IA) | Petroleum Liquids | 41.586 | -92.5228 | 1.8
2025-09 | MISO | Montezuma | 1165 | 9 | City of Montezuma - (IA) | Petroleum Liquids | 41.586 | -92.5228 | 1.8
2025-09 | MISO | Muscatine Plant #1 | 1167 | 7 | Board of Water Electric & Communications | Conventional Steam Coal | 41.3917 | -91.0569 | 25
2025-09 | MISO | Muscatine Plant #1 | 1167 | 8 | Board of Water Electric & Communications | Conventional Steam Coal | 41.3917 | -91.0569 | 75
2025-09 | MISO | Muscatine Plant #1 | 1167 | 9 | Board of Water Electric & Communications | Conventional Steam Coal | 41.3917 | -91.0569 | 175.5
2025-09 | SWPP | New Hampton | 1168 | 3 | City of New Hampton - (IA) | Natural Gas Internal Combustion Engine | 43.0689 | -92.3201 | 3.5
2025-09 | SWPP | New Hampton | 1168 | 4 | City of New Hampton - (IA) | Natural Gas Internal Combustion Engine | 43.0689 | -92.3201 | 6.2
2025-09 | SWPP | New Hampton | 1168 | 5 | City of New Hampton - (IA) | Natural Gas Internal Combustion Engine | 43.0689 | -92.3201 | 6.2
2025-09 | SWPP | New Hampton | 1168 | 7 | City of New Hampton - (IA) | Petroleum Liquids | 43.0689 | -92.3201 | 5.3
2025-09 | SWPP | New Hampton | 1168 | 8 | City of New Hampton - (IA) | Petroleum Liquids | 43.0689 | -92.3201 | 5.3
2025-09 | MISO | Ogden | 1169 | 4 | City of Ogden - (IA) | Petroleum Liquids | 42.0372 | -94.0462 | 0.4
2025-09 | MISO | Ogden | 1169 | 5 | City of Ogden - (IA) | Petroleum Liquids | 42.0372 | -94.0462 | 1
2025-09 | MISO | Ogden | 1169 | 6 | City of Ogden - (IA) | Petroleum Liquids | 42.0372 | -94.0462 | 2.5
2025-09 | MISO | Osage (IA) | 1172 | 5 | City of Osage - (IA) | Natural Gas Internal Combustion Engine | 43.2797 | -92.8106 | 3.2
2025-09 | MISO | Osage (IA) | 1172 | 6 | City of Osage - (IA) | Natural Gas Internal Combustion Engine | 43.2797 | -92.8106 | 6.2
2025-09 | MISO | Osage (IA) | 1172 | 7 | City of Osage - (IA) | Petroleum Liquids | 43.2797 | -92.8106 | 3.6
2025-09 | MISO | Osage (IA) | 1172 | 8 | City of Osage - (IA) | Petroleum Liquids | 43.2797 | -92.8106 | 3.6
2025-09 | MISO | Osage (IA) | 1172 | SO | City of Osage - (IA) | Solar Photovoltaic | 43.2797 | -92.8106 | 0.8
2025-09 | MISO | Osage (IA) | 1172 | W1 | City of Osage - (IA) | Onshore Wind Turbine | 43.2797 | -92.8106 | 1.6
2025-09 | MISO | Ottumwa City of | 1173 | 2 | Ottumwa City of | Conventional Hydroelectric | 41.0163 | -92.4149 | 1.2
2025-09 | MISO | Ottumwa City of | 1173 | 3 | Ottumwa City of | Conventional Hydroelectric | 41.0163 | -92.4149 | 1
2025-09 | MISO | Preston (IA) | 1176 | 4 | City of Preston | Natural Gas Internal Combustion Engine | 42.0507 | -90.3942 | 1.8
2025-09 | MISO | Preston (IA) | 1176 | 5 | City of Preston | Petroleum Liquids | 42.0507 | -90.3942 | 1.8
2025-09 | MISO | Primghar | 1177 | 6 | City of Primghar - (IA) | Petroleum Liquids | 43.0871 | -95.626 | 2
2025-09 | MISO | Rockford | 1180 | 1 | City of Rockford- (IA) | Petroleum Liquids | 43.0489 | -92.9468 | 0.4
2025-09 | MISO | Rockford | 1180 | 5 | City of Rockford- (IA) | Petroleum Liquids | 43.0489 | -92.9468 | 0.9
2025-09 | MISO | Rockford | 1180 | 6 | City of Rockford- (IA) | Petroleum Liquids | 43.0489 | -92.9468 | 1.6
2025-09 | SWPP | Rock Rapids | 1181 | 1 | Rock Rapids Municipal Utility | Petroleum Liquids | 43.4294 | -96.1692 | 2.5
2025-09 | MISO | Sibley One | 1184 | 2 | City of Sibley - (IA) | Petroleum Liquids | 43.405 | -95.7261 | 2
2025-09 | MISO | Sibley One | 1184 | 3 | City of Sibley - (IA) | Petroleum Liquids | 43.405 | -95.7261 | 1.2
2025-09 | MISO | Sibley One | 1184 | 5 | City of Sibley - (IA) | Petroleum Liquids | 43.405 | -95.7261 | 2
2025-09 | MISO | Spencer Gas Turbine | 1186 | GT1 | City of Spencer - (IA) | Petroleum Liquids | 43.1446 | -95.1443 | 23.8
2025-09 | MISO | State Center | 1187 | 1 | City of State Center - (IA) | Petroleum Liquids | 42.0167 | -93.1633 | 0.6
2025-09 | MISO | State Center | 1187 | 2 | City of State Center - (IA) | Petroleum Liquids | 42.0167 | -93.1633 | 0.6
2025-09 | MISO | State Center | 1187 | 3 | City of State Center - (IA) | Petroleum Liquids | 42.0167 | -93.1633 | 1.3
2025-09 | MISO | State Center | 1187 | 4 | City of State Center - (IA) | Petroleum Liquids | 42.0167 | -93.1633 | 1.3
2025-09 | MISO | State Center | 1187 | 6 | City of State Center - (IA) | Natural Gas Internal Combustion Engine | 42.0167 | -93.1633 | 2.5
2025-09 | MISO | Story City | 1188 | 1 | City of Story City - (IA) | Petroleum Liquids | 42.1861 | -93.6005 | 1.3
2025-09 | MISO | Story City | 1188 | 2 | City of Story City - (IA) | Natural Gas Internal Combustion Engine | 42.1861 | -93.6005 | 2
2025-09 | MISO | Story City | 1188 | 4A | City of Story City - (IA) | Petroleum Liquids | 42.1861 | -93.6005 | 3.5
2025-09 | MISO | Story City | 1188 | 5A | City of Story City - (IA) | Petroleum Liquids | 42.1861 | -93.6005 | 3.1
2025-09 | MISO | Story City | 1188 | 6 | City of Story City - (IA) | Petroleum Liquids | 42.1861 | -93.6005 | 2
2025-09 | MISO | Story City | 1188 | 7 | City of Story City - (IA) | Petroleum Liquids | 42.1861 | -93.6005 | 2
2025-09 | MISO | Stuart (IA) | 1190 | 1 | City of Stuart - (IA) | Petroleum Liquids | 41.5039 | -94.3172 | 0.6
2025-09 | MISO | Stuart (IA) | 1190 | 2 | City of Stuart - (IA) | Petroleum Liquids | 41.5039 | -94.3172 | 1.1
2025-09 | MISO | Stuart (IA) | 1190 | 4 | City of Stuart - (IA) | Petroleum Liquids | 41.5039 | -94.3172 | 1.1
2025-09 | MISO | Sumner | 1191 | G1 | City of Sumner - (IA) | Petroleum Liquids | 42.8464 | -92.0978 | 1.8
2025-09 | MISO | Sumner | 1191 | G2 | City of Sumner - (IA) | Petroleum Liquids | 42.8464 | -92.0978 | 1.8
2025-09 | MISO | Sumner | 1191 | G3 | City of Sumner - (IA) | Petroleum Liquids | 42.8464 | -92.0978 | 1.8
2025-09 | MISO | Traer Main | 1192 | 3 | City of Traer - (IA) | Petroleum Liquids | 42.1926 | -92.4636 | 1.1
2025-09 | MISO | Traer Main | 1192 | 4 | City of Traer - (IA) | Petroleum Liquids | 42.1926 | -92.4636 | 1.1
2025-09 | MISO | Traer Main | 1192 | 6 | City of Traer - (IA) | Petroleum Liquids | 42.1926 | -92.4636 | 1.3
2025-09 | MISO | Villisca Municipal Power Plant | 1193 | 5 | City of Villisca - (IA) | Petroleum Liquids | 40.9315 | -94.9855 | 2
2025-09 | MISO | Villisca Municipal Power Plant | 1193 | 6 | City of Villisca - (IA) | Petroleum Liquids | 40.9315 | -94.9855 | 2
2025-09 | MISO | Vinton | 1194 | 1 | City of Vinton - (IA) | Natural Gas Internal Combustion Engine | 42.1697 | -92.0222 | 1.3
2025-09 | MISO | Vinton | 1194 | 10 | City of Vinton - (IA) | Petroleum Liquids | 42.1697 | -92.0222 | 0.8
2025-09 | MISO | Vinton | 1194 | 6 | City of Vinton - (IA) | Natural Gas Internal Combustion Engine | 42.1697 | -92.0222 | 2.5
2025-09 | MISO | Vinton | 1194 | 7 | City of Vinton - (IA) | Natural Gas Internal Combustion Engine | 42.1697 | -92.0222 | 3.7
2025-09 | MISO | Vinton | 1194 | 8 | City of Vinton - (IA) | Natural Gas Internal Combustion Engine | 42.1697 | -92.0222 | 5.6
2025-09 | MISO | Vinton | 1194 | 9 | City of Vinton - (IA) | Natural Gas Internal Combustion Engine | 42.1697 | -92.0222 | 3
2025-09 | MISO | Webster City | 1198 | 6 | City of Webster City - (IA) | Petroleum Liquids | 42.471 | -93.815 | 21.3
2025-09 | MISO | West Bend | 1199 | 1 | City of West Bend | Petroleum Liquids | 42.9612 | -94.4456 | 1.1
2025-09 | MISO | West Bend | 1199 | 3 | City of West Bend | Petroleum Liquids | 42.9612 | -94.4456 | 0.9
2025-09 | MISO | West Bend | 1199 | 4 | City of West Bend | Petroleum Liquids | 42.9612 | -94.4456 | 2.2
2025-09 | MISO | West Bend | 1199 | 5 | City of West Bend | Petroleum Liquids | 42.9612 | -94.4456 | 2.5
2025-09 | MISO | West Liberty | 1200 | 2 | City of West Liberty - (IA) | Petroleum Liquids | 41.5691 | -91.264 | 2.5
2025-09 | MISO | West Liberty | 1200 | 3 | City of West Liberty - (IA) | Petroleum Liquids | 41.5691 | -91.264 | 3
2025-09 | MISO | West Liberty | 1200 | 5 | City of West Liberty - (IA) | Petroleum Liquids | 41.5691 | -91.264 | 5.5
2025-09 | MISO | West Liberty | 1200 | 6 | City of West Liberty - (IA) | Petroleum Liquids | 41.5691 | -91.264 | 5.5
2025-09 | MISO | Wilton | 1202 | 5 | City of Wilton - (IA) | Petroleum Liquids | 41.5877 | -91.0195 | 1.6
2025-09 | MISO | Wilton | 1202 | 6 | City of Wilton - (IA) | Petroleum Liquids | 41.5877 | -91.0195 | 1.6
2025-09 | MISO | Wilton | 1202 | 7 | City of Wilton - (IA) | Petroleum Liquids | 41.5877 | -91.0195 | 1.6
2025-09 | MISO | Wilton | 1202 | 8 | City of Wilton - (IA) | Petroleum Liquids | 41.5877 | -91.0195 | 2.2
2025-09 | MISO | Wilton | 1202 | 9 | City of Wilton - (IA) | Petroleum Liquids | 41.5877 | -91.0195 | 2.2
2025-09 | MISO | Winterset | 1203 | 2 | City of Winterset - (IA) | Natural Gas Internal Combustion Engine | 41.3372 | -94.0126 | 1.5
2025-09 | MISO | Winterset | 1203 | 3 | City of Winterset - (IA) | Natural Gas Internal Combustion Engine | 41.3372 | -94.0126 | 1.7
2025-09 | MISO | Winterset | 1203 | 4 | City of Winterset - (IA) | Natural Gas Internal Combustion Engine | 41.3372 | -94.0126 | 4.4
2025-09 | MISO | Winterset | 1203 | 5 | City of Winterset - (IA) | Petroleum Liquids | 41.3372 | -94.0126 | 2
2025-09 | MISO | Winterset | 1203 | 6 | City of Winterset - (IA) | Petroleum Liquids | 41.3372 | -94.0126 | 2
2025-09 | MISO | Winterset | 1203 | 7 | City of Winterset - (IA) | Petroleum Liquids | 41.3372 | -94.0126 | 2
2025-09 | MISO | Winterset | 1203 | 8 | City of Winterset - (IA) | Petroleum Liquids | 41.3372 | -94.0126 | 2
2025-09 | MISO | Winterset | 1203 | 9 | City of Winterset - (IA) | Petroleum Liquids | 41.3372 | -94.0126 | 2
2025-09 | MISO | Summit Lake | 1206 | GT1 | Central Iowa Power Cooperative | Natural Gas Fired Combustion Turbine | 41.1136 | -94.3472 | 27
2025-09 | MISO | Summit Lake | 1206 | GT2 | Central Iowa Power Cooperative | Natural Gas Fired Combustion Turbine | 41.1136 | -94.3472 | 35.3
2025-09 | MISO | Summit Lake | 1206 | R1 | Central Iowa Power Cooperative | Natural Gas Internal Combustion Engine | 41.1136 | -94.3472 | 18.8
2025-09 | MISO | Summit Lake | 1206 | R2 | Central Iowa Power Cooperative | Natural Gas Internal Combustion Engine | 41.1136 | -94.3472 | 18.8
2025-09 | MISO | Summit Lake | 1206 | R3 | Central Iowa Power Cooperative | Natural Gas Internal Combustion Engine | 41.1136 | -94.3472 | 18.8
2025-09 | SWPP | Earl F Wisdom | 1217 | 1 | Corn Belt Power Coop | Natural Gas Steam Turbine | 43.1606 | -95.2569 | 37.5
2025-09 | SWPP | Earl F Wisdom | 1217 | 2 | Corn Belt Power Coop | Natural Gas Fired Combustion Turbine | 43.1606 | -95.2569 | 81.6
2025-09 | SWPP | Bird City | 1224 | 1 | Midwest Energy Inc - (KS) | Petroleum Liquids | 39.7581 | -101.5319 | 2
2025-09 | SWPP | Colby | 1225 | GT1 | Midwest Energy Inc - (KS) | Natural Gas Fired Combustion Turbine | 39.403 | -101.0382 | 16
2025-09 | SWPP | Cimarron River | 1230 | 1 | Sunflower Electric Power Corp | Natural Gas Steam Turbine | 37.1611 | -100.7619 | 50
2025-09 | SWPP | Cimarron River | 1230 | 2 | Sunflower Electric Power Corp | Natural Gas Fired Combustion Turbine | 37.1611 | -100.7619 | 15
2025-09 | SWPP | Fort Dodge | 1233 | 4 | Sunflower Electric Power Corp | Natural Gas Steam Turbine | 37.7328 | -99.9497 | 149
2025-09 | SWPP | Great Bend - Sunflower | 1235 | 3 | Sunflower Electric Power Corp | Natural Gas Steam Turbine | 38.41 | -98.8689 | 81.6
2025-09 | SWPP | Riverton | 1239 | 10 | Empire District Electric Co | Natural Gas Fired Combustion Turbine | 37.0726 | -94.6987 | 16.3
2025-09 | SWPP | Riverton | 1239 | 12 | Empire District Electric Co | Natural Gas Fired Combined Cycle | 37.0726 | -94.6987 | 148.8
2025-09 | SWPP | Riverton | 1239 | 12-2 | Empire District Electric Co | Natural Gas Fired Combined Cycle | 37.0726 | -94.6987 | 118.8
2025-09 | SWPP | Gordon Evans Energy Center | 1240 | 5 | Evergy Kansas South, Inc | Petroleum Liquids | 37.7903 | -97.5217 | 2.9
2025-09 | SWPP | Gordon Evans Energy Center | 1240 | GT1 | Evergy Kansas South, Inc | Natural Gas Fired Combustion Turbine | 37.7903 | -97.5217 | 98.3
2025-09 | SWPP | Gordon Evans Energy Center | 1240 | GT2 | Evergy Kansas South, Inc | Natural Gas Fired Combustion Turbine | 37.7903 | -97.5217 | 98.3
2025-09 | SWPP | Gordon Evans Energy Center | 1240 | GT3 | Evergy Kansas South, Inc | Natural Gas Fired Combustion Turbine | 37.7903 | -97.5217 | 178.5
2025-09 | SWPP | La Cygne | 1241 | 1 | Evergy Metro | Conventional Steam Coal | 38.3481 | -94.6456 | 873
2025-09 | SWPP | La Cygne | 1241 | 2 | Evergy Metro | Conventional Steam Coal | 38.3481 | -94.6456 | 725.9
2025-09 | SWPP | Hutchinson Energy Center | 1248 | GT1 | Evergy Kansas Central, Inc | Natural Gas Fired Combustion Turbine | 38.0906 | -97.8747 | 71.2
2025-09 | SWPP | Hutchinson Energy Center | 1248 | GT2 | Evergy Kansas Central, Inc | Natural Gas Fired Combustion Turbine | 38.0906 | -97.8747 | 71.2
2025-09 | SWPP | Hutchinson Energy Center | 1248 | GT3 | Evergy Kansas Central, Inc | Natural Gas Fired Combustion Turbine | 38.0906 | -97.8747 | 71.2
2025-09 | SWPP | Hutchinson Energy Center | 1248 | GT4 | Evergy Kansas Central, Inc | Petroleum Liquids | 38.0906 | -97.8747 | 129
2025-09 | SWPP | Hutchinson Energy Center | 1248 | H1DG | Evergy Kansas Central, Inc | Petroleum Liquids | 38.0906 | -97.8747 | 2.7
2025-09 | SWPP | Lawrence Energy Center | 1250 | 4 | Evergy Kansas Central, Inc | Conventional Steam Coal | 39.0072 | -95.2692 | 114
2025-09 | SWPP | Lawrence Energy Center | 1250 | 5 | Evergy Kansas Central, Inc | Conventional Steam Coal | 39.0072 | -95.2692 | 403
2025-09 | SWPP | Anthony | 1258 | IC1 | City of Anthony - (KS) | Natural Gas Internal Combustion Engine | 37.1517 | -98.0311 | 4.1
2025-09 | SWPP | Anthony | 1258 | IC2 | City of Anthony - (KS) | Natural Gas Internal Combustion Engine | 37.1517 | -98.0311 | 3
2025-09 | SWPP | Anthony | 1258 | IC3 | City of Anthony - (KS) | Natural Gas Internal Combustion Engine | 37.1517 | -98.0311 | 4
2025-09 | SWPP | Ashland | 1259 | 1 | City of Ashland - (KS) | Natural Gas Internal Combustion Engine | 37.1938 | -99.7631 | 0.6
2025-09 | SWPP | Ashland | 1259 | 2 | City of Ashland - (KS) | Natural Gas Internal Combustion Engine | 37.1938 | -99.7631 | 0.9
2025-09 | SWPP | Ashland | 1259 | 3 | City of Ashland - (KS) | Petroleum Liquids | 37.1938 | -99.7631 | 1.2
2025-09 | SWPP | Ashland | 1259 | 4B | City of Ashland - (KS) | Petroleum Liquids | 37.1938 | -99.7631 | 2
2025-09 | SWPP | Ashland | 1259 | 5 | City of Ashland - (KS) | Petroleum Liquids | 37.1938 | -99.7631 | 0.9
2025-09 | SWPP | Augusta Electric Plant No 1 | 1261 | 1 | City of Augusta - (KS) | Natural Gas Internal Combustion Engine | 37.6785 | -96.9719 | 1.1
2025-09 | SWPP | Augusta Electric Plant No 1 | 1261 | 2 | City of Augusta - (KS) | Petroleum Liquids | 37.6785 | -96.9719 | 0.3
2025-09 | SWPP | Augusta Electric Plant No 1 | 1261 | 3 | City of Augusta - (KS) | Natural Gas Internal Combustion Engine | 37.6785 | -96.9719 | 1
2025-09 | SWPP | Augusta Electric Plant No 1 | 1261 | 4 | City of Augusta - (KS) | Petroleum Liquids | 37.6785 | -96.9719 | 0.7
2025-09 | SWPP | Augusta Electric Plant No 1 | 1261 | 5 | City of Augusta - (KS) | Natural Gas Internal Combustion Engine | 37.6785 | -96.9719 | 2.2
2025-09 | SWPP | Augusta Electric Plant No 1 | 1261 | 6 | City of Augusta - (KS) | Natural Gas Internal Combustion Engine | 37.6785 | -96.9719 | 2.2
2025-09 | SWPP | Augusta Electric Plant No 1 | 1261 | 7 | City of Augusta - (KS) | Natural Gas Internal Combustion Engine | 37.6785 | -96.9719 | 2
2025-09 | SWPP | Augusta Electric Plant No 1 | 1261 | 8 | City of Augusta - (KS) | Petroleum Liquids | 37.6785 | -96.9719 | 2
2025-09 | SWPP | Baldwin City Plant No 1 | 1262 | 4 | City of Baldwin City- (KS) | Petroleum Liquids | 38.7745 | -95.1867 | 2
2025-09 | SWPP | Baldwin City Plant No 1 | 1262 | 5 | City of Baldwin City- (KS) | Petroleum Liquids | 38.7745 | -95.1867 | 1.1
2025-09 | SWPP | Baldwin City Plant No 1 | 1262 | 6 | City of Baldwin City- (KS) | Petroleum Liquids | 38.7745 | -95.1867 | 1.1
2025-09 | SWPP | Belleville | 1263 | 4 | City of Belleville - (KS) | Natural Gas Internal Combustion Engine | 39.8328 | -97.632 | 1
2025-09 | SWPP | Belleville | 1263 | 5 | City of Belleville - (KS) | Natural Gas Internal Combustion Engine | 39.8328 | -97.632 | 1.7
2025-09 | SWPP | Belleville | 1263 | 6 | City of Belleville - (KS) | Natural Gas Internal Combustion Engine | 39.8328 | -97.632 | 3.7
2025-09 | SWPP | Belleville | 1263 | 8 | City of Belleville - (KS) | Petroleum Liquids | 39.8328 | -97.632 | 3
2025-09 | SWPP | Beloit | 1264 | 1 | City of Beloit - (KS) | Natural Gas Internal Combustion Engine | 39.4578 | -98.1122 | 1.5
2025-09 | SWPP | Beloit | 1264 | 2 | City of Beloit - (KS) | Natural Gas Internal Combustion Engine | 39.4578 | -98.1122 | 1.5
2025-09 | SWPP | Beloit | 1264 | 3 | City of Beloit - (KS) | Natural Gas Internal Combustion Engine | 39.4578 | -98.1122 | 2
2025-09 | SWPP | Beloit | 1264 | 4 | City of Beloit - (KS) | Natural Gas Internal Combustion Engine | 39.4578 | -98.1122 | 3.5
2025-09 | SWPP | Beloit | 1264 | 5 | City of Beloit - (KS) | Natural Gas Internal Combustion Engine | 39.4578 | -98.1122 | 0.7
2025-09 | SWPP | Beloit | 1264 | 6 | City of Beloit - (KS) | Natural Gas Internal Combustion Engine | 39.4578 | -98.1122 | 4.1
2025-09 | SWPP | Beloit | 1264 | 7 | City of Beloit - (KS) | Natural Gas Internal Combustion Engine | 39.4578 | -98.1122 | 6
2025-09 | SWPP | Burlingame | 1265 | 1 | City of Burlingame - (KS) | Natural Gas Internal Combustion Engine | 38.7551 | -95.8368 | 1.1
2025-09 | SWPP | Burlingame | 1265 | 3 | City of Burlingame - (KS) | Natural Gas Internal Combustion Engine | 38.7551 | -95.8368 | 0.9
2025-09 | SWPP | Burlingame | 1265 | 4 | City of Burlingame - (KS) | Natural Gas Internal Combustion Engine | 38.7551 | -95.8368 | 1.1
2025-09 | SWPP | Burlingame | 1265 | 5 | City of Burlingame - (KS) | Natural Gas Internal Combustion Engine | 38.7551 | -95.8368 | 0.9
2025-09 | SWPP | Burlington (KS) | 1266 | 1A | City of Burlington - (KS) | Petroleum Liquids | 38.1934 | -95.75 | 2
2025-09 | SWPP | Burlington (KS) | 1266 | 2 | City of Burlington - (KS) | Petroleum Liquids | 38.1934 | -95.75 | 1.3
2025-09 | SWPP | Burlington (KS) | 1266 | 4A | City of Burlington - (KS) | Petroleum Liquids | 38.1934 | -95.75 | 2.3
2025-09 | SWPP | Burlington (KS) | 1266 | IC6 | City of Burlington - (KS) | Natural Gas Internal Combustion Engine | 38.1934 | -95.75 | 4.8
2025-09 | SWPP | Chanute 2 | 1268 | 14 | City of Chanute | Natural Gas Fired Combustion Turbine | 37.6953 | -95.4586 | 60
2025-09 | SWPP | Chanute 2 | 1268 | 7 | City of Chanute | Natural Gas Internal Combustion Engine | 37.6953 | -95.4586 | 2
2025-09 | SWPP | Chanute 2 | 1268 | 8 | City of Chanute | Natural Gas Internal Combustion Engine | 37.6953 | -95.4586 | 2
2025-09 | SWPP | Clay Center | 1270 | 5 | City of Clay Center - (KS) | Natural Gas Steam Turbine | 39.374 | -97.1272 | 3
2025-09 | SWPP | Clay Center | 1270 | 6 | City of Clay Center - (KS) | Natural Gas Steam Turbine | 39.374 | -97.1272 | 5
2025-09 | SWPP | Clay Center | 1270 | IC1 | City of Clay Center - (KS) | Natural Gas Internal Combustion Engine | 39.374 | -97.1272 | 0.9
2025-09 | SWPP | Clay Center | 1270 | IC2 | City of Clay Center - (KS) | Natural Gas Internal Combustion Engine | 39.374 | -97.1272 | 2.1
2025-09 | SWPP | Clay Center | 1270 | IC3 | City of Clay Center - (KS) | Natural Gas Internal Combustion Engine | 39.374 | -97.1272 | 5.1
2025-09 | SWPP | Clay Center | 1270 | IC4 | City of Clay Center - (KS) | Natural Gas Internal Combustion Engine | 39.374 | -97.1272 | 3.5
2025-09 | SWPP | Clay Center | 1270 | IC5 | City of Clay Center - (KS) | Natural Gas Internal Combustion Engine | 39.374 | -97.1272 | 3.5
2025-09 | SWPP | Clay Center | 1270 | IC6 | City of Clay Center - (KS) | Natural Gas Internal Combustion Engine | 39.374 | -97.1272 | 6.8
2025-09 | SWPP | Coffeyville | 1271 | 1 | City of Coffeyville - (KS) | Petroleum Liquids | 37.0373 | -95.6127 | 2
2025-09 | SWPP | Coffeyville | 1271 | 2 | City of Coffeyville - (KS) | Petroleum Liquids | 37.0373 | -95.6127 | 2
2025-09 | SWPP | Coffeyville | 1271 | 7 | City of Coffeyville - (KS) | Natural Gas Steam Turbine | 37.0373 | -95.6127 | 40
2025-09 | SWPP | Colby City of | 1272 | 3A | City of Colby - (KS) | Petroleum Liquids | 39.3944 | -101.0584 | 3
2025-09 | SWPP | Colby City of | 1272 | 4 | City of Colby - (KS) | Petroleum Liquids | 39.3944 | -101.0584 | 1.7
2025-09 | SWPP | Colby City of | 1272 | 6 | City of Colby - (KS) | Petroleum Liquids | 39.3944 | -101.0584 | 4.5
2025-09 | SWPP | Colby City of | 1272 | 7 | City of Colby - (KS) | Petroleum Liquids | 39.3944 | -101.0584 | 4.5
2025-09 | SWPP | Colby City of | 1272 | 8 | City of Colby - (KS) | Petroleum Liquids | 39.3944 | -101.0584 | 2.7
2025-09 | SWPP | Colby City of | 1272 | 9 | City of Colby - (KS) | Petroleum Liquids | 39.3944 | -101.0584 | 3
2025-09 | SWPP | Ellinwood | 1274 | 1 | City of Ellinwood - (KS) | Natural Gas Internal Combustion Engine | 38.3545 | -98.5834 | 2.1
2025-09 | SWPP | Ellinwood | 1274 | 2 | City of Ellinwood - (KS) | Natural Gas Internal Combustion Engine | 38.3545 | -98.5834 | 1.4
2025-09 | SWPP | Ellinwood | 1274 | 3 | City of Ellinwood - (KS) | Petroleum Liquids | 38.3545 | -98.5834 | 0.6
2025-09 | SWPP | Ellinwood | 1274 | 4 | City of Ellinwood - (KS) | Natural Gas Internal Combustion Engine | 38.3545 | -98.5834 | 1.1
2025-09 | SWPP | Ellinwood | 1274 | 5 | City of Ellinwood - (KS) | Natural Gas Internal Combustion Engine | 38.3545 | -98.5834 | 3.3
2025-09 | SWPP | Erie | 1276 | 3 | City of Erie - (KS) | Petroleum Liquids | 37.5668 | -95.2375 | 1
2025-09 | SWPP | Erie | 1276 | 6 | City of Erie - (KS) | Petroleum Liquids | 37.5668 | -95.2375 | 1.1
2025-09 | SWPP | Erie | 1276 | 7 | City of Erie - (KS) | Petroleum Liquids | 37.5668 | -95.2375 | 1.1
2025-09 | SWPP | Erie | 1276 | 8 | City of Erie - (KS) | Petroleum Liquids | 37.5668 | -95.2375 | 1.1
2025-09 | SWPP | Garnett Municipal | 1278 | 1 | City of Garnett - (KS) | Petroleum Liquids | 38.2697 | -95.2447 | 1.5
2025-09 | SWPP | Garnett Municipal | 1278 | 2 | City of Garnett - (KS) | Petroleum Liquids | 38.2697 | -95.2447 | 0.4
2025-09 | SWPP | Garnett Municipal | 1278 | 3 | City of Garnett - (KS) | Petroleum Liquids | 38.2697 | -95.2447 | 1.5
2025-09 | SWPP | Garnett Municipal | 1278 | 4 | City of Garnett - (KS) | Petroleum Liquids | 38.2697 | -95.2447 | 0.9
2025-09 | SWPP | Garnett Municipal | 1278 | 7 | City of Garnett - (KS) | Petroleum Liquids | 38.2697 | -95.2447 | 2.5
2025-09 | SWPP | Garnett Municipal | 1278 | IC5 | City of Garnett - (KS) | Petroleum Liquids | 38.2697 | -95.2447 | 2.4
2025-09 | SWPP | Garnett Municipal | 1278 | IC6 | City of Garnett - (KS) | Petroleum Liquids | 38.2697 | -95.2447 | 2.5
2025-09 | SWPP | Girard | 1279 | 1 | City of Girard - (KS) | Petroleum Liquids | 37.5077 | -94.8393 | 1.4
2025-09 | SWPP | Girard | 1279 | 4 | City of Girard - (KS) | Natural Gas Internal Combustion Engine | 37.5077 | -94.8393 | 2.2
2025-09 | SWPP | Girard | 1279 | 6 | City of Girard - (KS) | Petroleum Liquids | 37.5077 | -94.8393 | 3.5
2025-09 | SWPP | Girard | 1279 | 7 | City of Girard - (KS) | Petroleum Liquids | 37.5077 | -94.8393 | 3.7
2025-09 | SWPP | Goodland | 1280 | 10 | City of Goodland - (KS) | Natural Gas Internal Combustion Engine | 39.3416 | -101.7052 | 2
2025-09 | SWPP | Goodland | 1280 | 11 | City of Goodland - (KS) | Natural Gas Internal Combustion Engine | 39.3416 | -101.7052 | 4.3
2025-09 | SWPP | Goodland | 1280 | 12 | City of Goodland - (KS) | Natural Gas Internal Combustion Engine | 39.3416 | -101.7052 | 1
2025-09 | SWPP | Goodland | 1280 | 13 | City of Goodland - (KS) | Natural Gas Internal Combustion Engine | 39.3416 | -101.7052 | 1.3
2025-09 | SWPP | Goodland | 1280 | 3 | City of Goodland - (KS) | Petroleum Liquids | 39.3416 | -101.7052 | 0.7
2025-09 | SWPP | Goodland | 1280 | 6 | City of Goodland - (KS) | Natural Gas Internal Combustion Engine | 39.3416 | -101.7052 | 2.2
2025-09 | SWPP | Goodland | 1280 | 7 | City of Goodland - (KS) | Natural Gas Internal Combustion Engine | 39.3416 | -101.7052 | 2.2
2025-09 | SWPP | Goodland | 1280 | 8 | City of Goodland - (KS) | Natural Gas Internal Combustion Engine | 39.3416 | -101.7052 | 5
2025-09 | SWPP | Herington | 1283 | 4B | City of Herington - (KS) | Petroleum Liquids | 38.6658 | -96.9492 | 1.6
2025-09 | SWPP | Hill City | 1285 | 1 | City of Hill City | Petroleum Liquids | 39.3582 | -99.8417 | 1.3
2025-09 | SWPP | Hill City | 1285 | 2 | City of Hill City | Petroleum Liquids | 39.3582 | -99.8417 | 1.3
2025-09 | SWPP | Hill City | 1285 | 3 | City of Hill City | Petroleum Liquids | 39.3582 | -99.8417 | 0.6
2025-09 | SWPP | Hill City | 1285 | 4 | City of Hill City | Petroleum Liquids | 39.3582 | -99.8417 | 1.1
2025-09 | SWPP | Hill City | 1285 | 5 | City of Hill City | Petroleum Liquids | 39.3582 | -99.8417 | 1.3
2025-09 | SWPP | Hill City | 1285 | 6 | City of Hill City | Petroleum Liquids | 39.3582 | -99.8417 | 1.3
2025-09 | SWPP | Hoisington | 1286 | 2A | City of Hoisington - (KS) | Petroleum Liquids | 38.513 | -98.7747 | 1
2025-09 | SWPP | Hoisington | 1286 | 6 | City of Hoisington - (KS) | Natural Gas Internal Combustion Engine | 38.513 | -98.7747 | 2
2025-09 | SWPP | Hoisington | 1286 | 7 | City of Hoisington - (KS) | Natural Gas Internal Combustion Engine | 38.513 | -98.7747 | 4
2025-09 | SWPP | Hoisington | 1286 | 9 | City of Hoisington - (KS) | Petroleum Liquids | 38.513 | -98.7747 | 3.9
2025-09 | SWPP | Holton | 1287 | 10 | City of Holton - (KS) | Petroleum Liquids | 39.4735 | -95.7315 | 2
2025-09 | SWPP | Holton | 1287 | 11 | City of Holton - (KS) | Petroleum Liquids | 39.4735 | -95.7315 | 2.4
2025-09 | SWPP | Holton | 1287 | 12 | City of Holton - (KS) | Natural Gas Internal Combustion Engine | 39.4735 | -95.7315 | 3.1
2025-09 | SWPP | Holton | 1287 | 13 | City of Holton - (KS) | Natural Gas Internal Combustion Engine | 39.4735 | -95.7315 | 3.1
2025-09 | SWPP | Holton | 1287 | 6 | City of Holton - (KS) | Petroleum Liquids | 39.4735 | -95.7315 | 1.8
2025-09 | SWPP | Holton | 1287 | 7 | City of Holton - (KS) | Petroleum Liquids | 39.4735 | -95.7315 | 2.8
2025-09 | SWPP | Holton | 1287 | 8 | City of Holton - (KS) | Petroleum Liquids | 39.4735 | -95.7315 | 4.3
2025-09 | SWPP | Holton | 1287 | 9 | City of Holton - (KS) | Petroleum Liquids | 39.4735 | -95.7315 | 2
2025-09 | SWPP | Iola | 1291 | 1 | City of Iola - (KS) | Natural Gas Internal Combustion Engine | 37.9231 | -95.4256 | 5
2025-09 | SWPP | Iola | 1291 | 10 | City of Iola - (KS) | Petroleum Liquids | 37.9231 | -95.4256 | 2.7
2025-09 | SWPP | Iola | 1291 | 14 | City of Iola - (KS) | Petroleum Liquids | 37.9231 | -95.4256 | 2
2025-09 | SWPP | Iola | 1291 | 15 | City of Iola - (KS) | Petroleum Liquids | 37.9231 | -95.4256 | 2
2025-09 | SWPP | Iola | 1291 | 16 | City of Iola - (KS) | Petroleum Liquids | 37.9231 | -95.4256 | 1.8
2025-09 | SWPP | Iola | 1291 | 2 | City of Iola - (KS) | Natural Gas Internal Combustion Engine | 37.9231 | -95.4256 | 5
2025-09 | SWPP | Iola | 1291 | 6 | City of Iola - (KS) | Petroleum Liquids | 37.9231 | -95.4256 | 2.7
2025-09 | SWPP | Iola | 1291 | 7 | City of Iola - (KS) | Petroleum Liquids | 37.9231 | -95.4256 | 2.7
2025-09 | SWPP | Iola | 1291 | 8 | City of Iola - (KS) | Petroleum Liquids | 37.9231 | -95.4256 | 2.7
2025-09 | SWPP | Iola | 1291 | 9 | City of Iola - (KS) | Petroleum Liquids | 37.9231 | -95.4256 | 2.7
2025-09 | SWPP | Jetmore | 1292 | 8 | City of Jetmore | Petroleum Liquids | 38.0803 | -99.8936 | 2.5
2025-09 | SWPP | Quindaro | 1295 | GT2 | City of Kansas City - (KS) | Petroleum Liquids | 39.1492 | -94.6381 | 72.4
2025-09 | SWPP | Quindaro | 1295 | GT3 | City of Kansas City - (KS) | Petroleum Liquids | 39.1492 | -94.6381 | 71.2
2025-09 | SWPP | Kingman Municipal Power and Light Plant | 1296 | 2 | City of Kingman - (KS) | Natural Gas Internal Combustion Engine | 37.3831 | -98.0704 | 2.2
2025-09 | SWPP | Kingman Municipal Power and Light Plant | 1296 | 4 | City of Kingman - (KS) | Natural Gas Internal Combustion Engine | 37.3831 | -98.0704 | 2.2
2025-09 | SWPP | Kingman Municipal Power and Light Plant | 1296 | 6 | City of Kingman - (KS) | Natural Gas Internal Combustion Engine | 37.3831 | -98.0704 | 3.5
2025-09 | SWPP | Kingman Municipal Power and Light Plant | 1296 | 7 | City of Kingman - (KS) | Natural Gas Internal Combustion Engine | 37.3831 | -98.0704 | 2.4
2025-09 | SWPP | Kingman Municipal Power and Light Plant | 1296 | 8 | City of Kingman - (KS) | Natural Gas Internal Combustion Engine | 37.3831 | -98.0704 | 2.5
2025-09 | SWPP | Kingman Municipal Power and Light Plant | 1296 | 9 | City of Kingman - (KS) | Natural Gas Internal Combustion Engine | 37.3831 | -98.0704 | 6.3
2025-09 | SWPP | La Crosse | 1297 | 1 | City of La Crosse - (KS) | Petroleum Liquids | 38.5317 | -99.3083 | 1.1
2025-09 | SWPP | La Crosse | 1297 | 2 | City of La Crosse - (KS) | Petroleum Liquids | 38.5317 | -99.3083 | 1.1
2025-09 | SWPP | La Crosse | 1297 | 5 | City of La Crosse - (KS) | Petroleum Liquids | 38.5317 | -99.3083 | 1.5
2025-09 | SWPP | La Crosse | 1297 | 6 | City of La Crosse - (KS) | Petroleum Liquids | 38.5317 | -99.3083 | 1.8
2025-09 | SWPP | La Crosse | 1297 | 7 | City of La Crosse - (KS) | Petroleum Liquids | 38.5317 | -99.3083 | 2
2025-09 | SWPP | Larned | 1299 | CAT1 | City of Larned - (KS) | Petroleum Liquids | 38.1762 | -99.1 | 2
2025-09 | SWPP | Larned | 1299 | CAT2 | City of Larned - (KS) | Petroleum Liquids | 38.1762 | -99.1 | 2
2025-09 | SWPP | Larned | 1299 | CAT3 | City of Larned - (KS) | Petroleum Liquids | 38.1762 | -99.1 | 2
2025-09 | SWPP | Larned | 1299 | CAT4 | City of Larned - (KS) | Petroleum Liquids | 38.1762 | -99.1 | 2
2025-09 | SWPP | Larned | 1299 | IC5 | City of Larned - (KS) | Petroleum Liquids | 38.1762 | -99.1 | 6.4
2025-09 | SWPP | Lincoln | 1300 | 1 | City of Lincoln Center - (KS) | Petroleum Liquids | 39.0372 | -98.153 | 1.3
2025-09 | SWPP | Lincoln | 1300 | 2 | City of Lincoln Center - (KS) | Petroleum Liquids | 39.0372 | -98.153 | 1.3
2025-09 | SWPP | Lincoln | 1300 | 7 | City of Lincoln Center - (KS) | Petroleum Liquids | 39.0372 | -98.153 | 3.5
2025-09 | SWPP | Lincoln | 1300 | 8 | City of Lincoln Center - (KS) | Petroleum Liquids | 39.0372 | -98.153 | 2
2025-09 | SWPP | McPherson 2 | 1305 | GT1 | City of McPherson - (KS) | Natural Gas Fired Combustion Turbine | 38.3634 | -97.6834 | 72.4
2025-09 | SWPP | McPherson 2 | 1305 | GT2 | City of McPherson - (KS) | Petroleum Liquids | 38.3634 | -97.6834 | 71.2
2025-09 | SWPP | McPherson 2 | 1305 | GT3 | City of McPherson - (KS) | Natural Gas Fired Combustion Turbine | 38.3634 | -97.6834 | 71.2
2025-09 | SWPP | Meade | 1306 | 2 | City of Meade - (KS) | Natural Gas Internal Combustion Engine | 37.2852 | -100.3324 | 0.9
2025-09 | SWPP | Meade | 1306 | 3 | City of Meade - (KS) | Natural Gas Internal Combustion Engine | 37.2852 | -100.3324 | 1.1
2025-09 | SWPP | Meade | 1306 | 4 | City of Meade - (KS) | Natural Gas Internal Combustion Engine | 37.2852 | -100.3324 | 1.4
2025-09 | SWPP | Meade | 1306 | 5 | City of Meade - (KS) | Natural Gas Internal Combustion Engine | 37.2852 | -100.3324 | 2.1
2025-09 | SWPP | Meade | 1306 | 6 | City of Meade - (KS) | Natural Gas Internal Combustion Engine | 37.2852 | -100.3324 | 2.7
2025-09 | SWPP | Minneapolis City of | 1307 | 3 | City of Minneapolis - (KS) | Natural Gas Internal Combustion Engine | 39.1194 | -97.7086 | 1.3
2025-09 | SWPP | Minneapolis City of | 1307 | 4 | City of Minneapolis - (KS) | Natural Gas Internal Combustion Engine | 39.1194 | -97.7086 | 0.7
2025-09 | SWPP | Minneapolis City of | 1307 | 5 | City of Minneapolis - (KS) | Natural Gas Internal Combustion Engine | 39.1194 | -97.7086 | 2.1
2025-09 | SWPP | Minneapolis City of | 1307 | 6 | City of Minneapolis - (KS) | Natural Gas Internal Combustion Engine | 39.1194 | -97.7086 | 3
2025-09 | SWPP | Minneapolis City of | 1307 | 7 | City of Minneapolis - (KS) | Petroleum Liquids | 39.1194 | -97.7086 | 2
2025-09 | SWPP | Oberlin (KS) | 1312 | 7 | City of Oberlin - (KS) | Petroleum Liquids | 39.8217 | -100.5289 | 3
2025-09 | SWPP | Oberlin (KS) | 1312 | 8 | City of Oberlin - (KS) | Petroleum Liquids | 39.8217 | -100.5289 | 3
2025-09 | SWPP | Osage City | 1313 | 1 | City of Osage City - (KS) | Natural Gas Internal Combustion Engine | 38.6332 | -95.8277 | 1.1
2025-09 | SWPP | Osage City | 1313 | 2 | City of Osage City - (KS) | Natural Gas Internal Combustion Engine | 38.6332 | -95.8277 | 1.2
2025-09 | SWPP | Osage City | 1313 | 4 | City of Osage City - (KS) | Natural Gas Internal Combustion Engine | 38.6332 | -95.8277 | 2
2025-09 | SWPP | Osage City | 1313 | 5 | City of Osage City - (KS) | Natural Gas Internal Combustion Engine | 38.6332 | -95.8277 | 2
2025-09 | SWPP | Osage City | 1313 | 7 | City of Osage City - (KS) | Natural Gas Internal Combustion Engine | 38.6332 | -95.8277 | 1.7
2025-09 | SWPP | Osage City | 1313 | IC3 | City of Osage City - (KS) | Natural Gas Internal Combustion Engine | 38.6332 | -95.8277 | 2
2025-09 | SWPP | Osage City | 1313 | IC6 | City of Osage City - (KS) | Natural Gas Internal Combustion Engine | 38.6332 | -95.8277 | 1.1
2025-09 | SWPP | Osborne | 1315 | 1 | City of Osborne - (KS) | Petroleum Liquids | 39.442 | -98.6903 | 2.3
2025-09 | SWPP | Osborne | 1315 | 2 | City of Osborne - (KS) | Petroleum Liquids | 39.442 | -98.6903 | 2
2025-09 | SWPP | Osborne | 1315 | 3 | City of Osborne - (KS) | Petroleum Liquids | 39.442 | -98.6903 | 1.1
2025-09 | SWPP | Osborne | 1315 | 6 | City of Osborne - (KS) | Natural Gas Internal Combustion Engine | 39.442 | -98.6903 | 0.5
2025-09 | SWPP | Osborne | 1315 | 7 | City of Osborne - (KS) | Natural Gas Internal Combustion Engine | 39.442 | -98.6903 | 0.5
2025-09 | SWPP | Osborne | 1315 | 8 | City of Osborne - (KS) | Natural Gas Internal Combustion Engine | 39.442 | -98.6903 | 0.7
2025-09 | SWPP | Ottawa | 1316 | IC3 | City of Ottawa - (KS) | Natural Gas Internal Combustion Engine | 38.6156 | -95.2797 | 3.7
2025-09 | SWPP | Ottawa | 1316 | IC4 | City of Ottawa - (KS) | Natural Gas Internal Combustion Engine | 38.6156 | -95.2797 | 3.5
2025-09 | SWPP | Ottawa | 1316 | IC6 | City of Ottawa - (KS) | Natural Gas Internal Combustion Engine | 38.6156 | -95.2797 | 6
2025-09 | SWPP | Ottawa | 1316 | IC7 | City of Ottawa - (KS) | Natural Gas Internal Combustion Engine | 38.6156 | -95.2797 | 6
2025-09 | SWPP | Pratt | 1317 | 5 | City of Pratt- (KS) | Natural Gas Steam Turbine | 37.6359 | -98.7433 | 14
2025-09 | SWPP | Pratt | 1317 | IC1 | City of Pratt- (KS) | Petroleum Liquids | 37.6359 | -98.7433 | 1.5
2025-09 | SWPP | Russell Downtown | 1319 | 11 | City of Russell - (KS) | Natural Gas Internal Combustion Engine | 38.8933 | -98.8569 | 3.6
2025-09 | SWPP | Russell Downtown | 1319 | 12 | City of Russell - (KS) | Natural Gas Internal Combustion Engine | 38.8933 | -98.8569 | 3.6
2025-09 | SWPP | Russell Downtown | 1319 | 7 | City of Russell - (KS) | Natural Gas Internal Combustion Engine | 38.8933 | -98.8569 | 3.5
2025-09 | SWPP | Russell Downtown | 1319 | 8 | City of Russell - (KS) | Petroleum Liquids | 38.8933 | -98.8569 | 2.5
2025-09 | SWPP | Russell Downtown | 1319 | 9 | City of Russell - (KS) | Petroleum Liquids | 38.8933 | -98.8569 | 2.5
2025-09 | SWPP | Sabetha Power Plant | 1320 | 11 | City of Sabetha - (KS) | Petroleum Liquids | 39.9049 | -95.8034 | 3
2025-09 | SWPP | Sabetha Power Plant | 1320 | 12 | City of Sabetha - (KS) | Natural Gas Internal Combustion Engine | 39.9049 | -95.8034 | 4.4
2025-09 | SWPP | Sabetha Power Plant | 1320 | 2 | City of Sabetha - (KS) | Petroleum Liquids | 39.9049 | -95.8034 | 1.5
2025-09 | SWPP | Sabetha Power Plant | 1320 | 3 | City of Sabetha - (KS) | Petroleum Liquids | 39.9049 | -95.8034 | 0.8
2025-09 | SWPP | Sabetha Power Plant | 1320 | 4 | City of Sabetha - (KS) | Petroleum Liquids | 39.9049 | -95.8034 | 1
2025-09 | SWPP | Sabetha Power Plant | 1320 | 5 | City of Sabetha - (KS) | Petroleum Liquids | 39.9049 | -95.8034 | 1.4
2025-09 | SWPP | Sabetha Power Plant | 1320 | 6 | City of Sabetha - (KS) | Petroleum Liquids | 39.9049 | -95.8034 | 1.4
2025-09 | SWPP | Sabetha Power Plant | 1320 | 7 | City of Sabetha - (KS) | Petroleum Liquids | 39.9049 | -95.8034 | 2.2
2025-09 | SWPP | Sabetha Power Plant | 1320 | 8 | City of Sabetha - (KS) | Petroleum Liquids | 39.9049 | -95.8034 | 2.5
2025-09 | SWPP | Sabetha Power Plant | 1320 | IC10 | City of Sabetha - (KS) | Petroleum Liquids | 39.9049 | -95.8034 | 2.5
2025-09 | SWPP | Sabetha Power Plant | 1320 | IC9 | City of Sabetha - (KS) | Petroleum Liquids | 39.9049 | -95.8034 | 1.1
2025-09 | SWPP | St Francis | 1321 | 4 | City of St Francis - (KS) | Petroleum Liquids | 39.7709 | -101.8101 | 2.7
2025-09 | SWPP | St Francis | 1321 | 5 | City of St Francis - (KS) | Petroleum Liquids | 39.7709 | -101.8101 | 0.9
2025-09 | SWPP | St John | 1322 | 2 | City of St. John - (KS) | Petroleum Liquids | 37.9953 | -98.7602 | 1.3
2025-09 | SWPP | St John | 1322 | 4 | City of St. John - (KS) | Petroleum Liquids | 37.9953 | -98.7602 | 1.7
2025-09 | SWPP | St John | 1322 | 5 | City of St. John - (KS) | Petroleum Liquids | 37.9953 | -98.7602 | 2
2025-09 | SWPP | St John | 1322 | 6 | City of St. John - (KS) | Petroleum Liquids | 37.9953 | -98.7602 | 1.8
2025-09 | SWPP | Sharon Spring | 1324 | 1 | City of Sharon Springs - (KS) | Natural Gas Internal Combustion Engine | 38.8906 | -101.7515 | 1
2025-09 | SWPP | Sharon Spring | 1324 | 2 | City of Sharon Springs - (KS) | Natural Gas Internal Combustion Engine | 38.8906 | -101.7515 | 1
2025-09 | SWPP | Sharon Spring | 1324 | 3 | City of Sharon Springs - (KS) | Natural Gas Internal Combustion Engine | 38.8906 | -101.7515 | 0.4
2025-09 | SWPP | Sharon Spring | 1324 | 4 | City of Sharon Springs - (KS) | Natural Gas Internal Combustion Engine | 38.8906 | -101.7515 | 0.6
2025-09 | SWPP | Stafford | 1325 | 4 | City of Stafford - (KS) | Petroleum Liquids | 37.9561 | -98.5993 | 1.4
2025-09 | SWPP | Stafford | 1325 | 5 | City of Stafford - (KS) | Petroleum Liquids | 37.9561 | -98.5993 | 1.1
2025-09 | SWPP | Stafford | 1325 | 6 | City of Stafford - (KS) | Petroleum Liquids | 37.9561 | -98.5993 | 1.2
2025-09 | SWPP | Stafford | 1325 | 7 | City of Stafford - (KS) | Petroleum Liquids | 37.9561 | -98.5993 | 1.2
2025-09 | SWPP | Sterling | 1326 | 1 | City of Sterling - (KS) | Natural Gas Internal Combustion Engine | 38.2143 | -98.2071 | 1.5
2025-09 | SWPP | Sterling | 1326 | 2 | City of Sterling - (KS) | Natural Gas Internal Combustion Engine | 38.2143 | -98.2071 | 0.5
2025-09 | SWPP | Sterling | 1326 | 3 | City of Sterling - (KS) | Natural Gas Internal Combustion Engine | 38.2143 | -98.2071 | 3
2025-09 | SWPP | Sterling | 1326 | 4 | City of Sterling - (KS) | Natural Gas Internal Combustion Engine | 38.2143 | -98.2071 | 1.1
2025-09 | SWPP | Sterling | 1326 | 5 | City of Sterling - (KS) | Natural Gas Internal Combustion Engine | 38.2143 | -98.2071 | 1.4
2025-09 | SWPP | Sterling | 1326 | 6 | City of Sterling - (KS) | Natural Gas Internal Combustion Engine | 38.2143 | -98.2071 | 1.4
2025-09 | SWPP | Sterling | 1326 | 7 | City of Sterling - (KS) | Natural Gas Internal Combustion Engine | 38.2143 | -98.2071 | 1.4
2025-09 | SWPP | Stockton | 1327 | 1 | City of Stockton - (KS) | Natural Gas Internal Combustion Engine | 39.4362 | -99.2779 | 1.1
2025-09 | SWPP | Stockton | 1327 | 2 | City of Stockton - (KS) | Natural Gas Internal Combustion Engine | 39.4362 | -99.2779 | 1.1
2025-09 | SWPP | Stockton | 1327 | 3 | City of Stockton - (KS) | Natural Gas Internal Combustion Engine | 39.4362 | -99.2779 | 2
2025-09 | SWPP | Stockton | 1327 | 5 | City of Stockton - (KS) | Natural Gas Internal Combustion Engine | 39.4362 | -99.2779 | 1.3
2025-09 | SWPP | Stockton | 1327 | 6 | City of Stockton - (KS) | Petroleum Liquids | 39.4362 | -99.2779 | 3.1
2025-09 | SWPP | Wamego | 1328 | 1 | City of Wamego - (KS) | Natural Gas Internal Combustion Engine | 39.1992 | -96.3086 | 1.3
2025-09 | SWPP | Wamego | 1328 | 10 | City of Wamego - (KS) | Natural Gas Internal Combustion Engine | 39.1992 | -96.3086 | 3.2
2025-09 | SWPP | Wamego | 1328 | 3 | City of Wamego - (KS) | Natural Gas Internal Combustion Engine | 39.1992 | -96.3086 | 1.3
2025-09 | SWPP | Wamego | 1328 | 4 | City of Wamego - (KS) | Natural Gas Internal Combustion Engine | 39.1992 | -96.3086 | 1.1
2025-09 | SWPP | Wamego | 1328 | 5 | City of Wamego - (KS) | Natural Gas Internal Combustion Engine | 39.1992 | -96.3086 | 2
2025-09 | SWPP | Wamego | 1328 | 6 | City of Wamego - (KS) | Natural Gas Internal Combustion Engine | 39.1992 | -96.3086 | 2.4
2025-09 | SWPP | Wamego | 1328 | 7 | City of Wamego - (KS) | Natural Gas Internal Combustion Engine | 39.1992 | -96.3086 | 1.3
2025-09 | SWPP | Wamego | 1328 | 8 | City of Wamego - (KS) | Natural Gas Internal Combustion Engine | 39.1992 | -96.3086 | 1.3
2025-09 | SWPP | Wamego | 1328 | 9 | City of Wamego - (KS) | Natural Gas Internal Combustion Engine | 39.1992 | -96.3086 | 1.3
2025-09 | SWPP | Washington | 1329 | 1 | City of Washington - (KS) | Natural Gas Internal Combustion Engine | 39.7306 | -96.9795 | 1.2
2025-09 | SWPP | Washington | 1329 | 10 | City of Washington - (KS) | Natural Gas Internal Combustion Engine | 39.7306 | -96.9795 | 2.1
2025-09 | SWPP | Washington | 1329 | 2 | City of Washington - (KS) | Natural Gas Internal Combustion Engine | 39.7306 | -96.9795 | 1
2025-09 | SWPP | Washington | 1329 | 3 | City of Washington - (KS) | Natural Gas Internal Combustion Engine | 39.7306 | -96.9795 | 0.9
2025-09 | SWPP | Washington | 1329 | 6 | City of Washington - (KS) | Natural Gas Internal Combustion Engine | 39.7306 | -96.9795 | 1.5
2025-09 | SWPP | Washington | 1329 | 9 | City of Washington - (KS) | Natural Gas Internal Combustion Engine | 39.7306 | -96.9795 | 2.1
2025-09 | SWPP | Washington | 1329 | IC4 | City of Washington - (KS) | Petroleum Liquids | 39.7306 | -96.9795 | 2.6
2025-09 | SWPP | Wellington 1 | 1330 | 4 | City of Wellington - (KS) | Natural Gas Steam Turbine | 37.2614 | -97.4057 | 20
2025-09 | SWPP | Wellington 1 | 1330 | 7 | City of Wellington - (KS) | Petroleum Liquids | 37.2614 | -97.4057 | 2
2025-09 | SWPP | Wellington 1 | 1330 | 8 | City of Wellington - (KS) | Petroleum Liquids | 37.2614 | -97.4057 | 2
2025-09 | SWPP | West 14th Street | 1332 | GT1 | City of Winfield - (KS) | Natural Gas Fired Combustion Turbine | 37.2354 | -97.011 | 11
2025-09 | SWPP | Garden City | 1336 | S2 | Sunflower Electric Power Corp | Natural Gas Steam Turbine | 37.9703 | -100.8956 | 97.9
2025-09 | SWPP | Garden City | 1336 | S3 | Sunflower Electric Power Corp | Natural Gas Fired Combustion Turbine | 37.9703 | -100.8956 | 16
2025-09 | SWPP | Garden City | 1336 | S4 | Sunflower Electric Power Corp | Natural Gas Fired Combustion Turbine | 37.9703 | -100.8956 | 71.2
2025-09 | SWPP | Garden City | 1336 | S5 | Sunflower Electric Power Corp | Natural Gas Fired Combustion Turbine | 37.9703 | -100.8956 | 71.2
2025-09 | PJM | Big Sandy | 1353 | 1 | Kentucky Power Co | Natural Gas Steam Turbine | 38.1707 | -82.6176 | 280.5
2025-09 | PJM | Mother Ann Lee | 1359 | 1 | Lock 7 Hydro Partners LLC | Conventional Hydroelectric | 37.8297 | -84.7247 | 0.7
2025-09 | PJM | Mother Ann Lee | 1359 | 2 | Lock 7 Hydro Partners LLC | Conventional Hydroelectric | 37.8297 | -84.7247 | 0.7
2025-09 | PJM | Mother Ann Lee | 1359 | 3 | Lock 7 Hydro Partners LLC | Conventional Hydroelectric | 37.8297 | -84.7247 | 0.7
2025-09 | MISO | Robert A Reid | 1383 | GEN2 | Big Rivers Electric Corp | Natural Gas Fired Combustion Turbine | 37.6461 | -87.5019 | 98.8
2025-09 | PJM | Cooper | 1384 | 1 | East Kentucky Power Coop, Inc | Conventional Steam Coal | 36.9981 | -84.5919 | 113.6
2025-09 | PJM | Cooper | 1384 | 2 | East Kentucky Power Coop, Inc | Conventional Steam Coal | 36.9981 | -84.5919 | 230.4
2025-09 | MISO | Louisiana 1 | 1391 | 1A | Entergy Louisiana LLC | Other Gases | 30.4922 | -91.1864 | 23
2025-09 | MISO | Louisiana 1 | 1391 | 2A | Entergy Louisiana LLC | Other Gases | 30.4922 | -91.1864 | 62.5
2025-09 | MISO | Louisiana 1 | 1391 | 3A | Entergy Louisiana LLC | Other Gases | 30.4922 | -91.1864 | 63
2025-09 | MISO | Louisiana 1 | 1391 | 4A | Entergy Louisiana LLC | Natural Gas Fired Combustion Turbine | 30.4922 | -91.1864 | 129.1
2025-09 | MISO | Louisiana 1 | 1391 | 5A | Entergy Louisiana LLC | Natural Gas Fired Combustion Turbine | 30.4922 | -91.1864 | 173.3
2025-09 | MISO | Louisiana 2 | 1392 | 10 | Entergy Louisiana LLC | Natural Gas Steam Turbine | 30.4922 | -91.1864 | 50
2025-09 | MISO | Louisiana 2 | 1392 | 11 | Entergy Louisiana LLC | Natural Gas Steam Turbine | 30.4922 | -91.1864 | 50
2025-09 | MISO | Louisiana 2 | 1392 | 12 | Entergy Louisiana LLC | Natural Gas Steam Turbine | 30.4922 | -91.1864 | 75
2025-09 | MISO | R S Nelson | 1393 | 1 | Entergy Louisiana LLC | Petroleum Coke | 30.2844 | -93.2911 | 113.6
2025-09 | MISO | R S Nelson | 1393 | 2 | Entergy Louisiana LLC | Petroleum Coke | 30.2844 | -93.2911 | 113.6
2025-09 | MISO | R S Nelson | 1393 | 4 | Entergy Louisiana LLC | Natural Gas Steam Turbine | 30.2844 | -93.2911 | 591.8
2025-09 | MISO | R S Nelson | 1393 | 6 | Entergy Louisiana LLC | Conventional Steam Coal | 30.2844 | -93.2911 | 614.6
2025-09 | MISO | Coughlin Power Station | 1396 | 6 | Cleco Power LLC | Natural Gas Fired Combined Cycle | 30.8439 | -92.2611 | 113.6
2025-09 | MISO | Coughlin Power Station | 1396 | 7 | Cleco Power LLC | Natural Gas Fired Combined Cycle | 30.8439 | -92.2611 | 243.1
2025-09 | MISO | Coughlin Power Station | 1396 | U6CT | Cleco Power LLC | Natural Gas Fired Combined Cycle | 30.8439 | -92.2611 | 188.7
2025-09 | MISO | Coughlin Power Station | 1396 | U72 | Cleco Power LLC | Natural Gas Fired Combined Cycle | 30.8439 | -92.2611 | 188.7
2025-09 | MISO | Coughlin Power Station | 1396 | U7CT | Cleco Power LLC | Natural Gas Fired Combined Cycle | 30.8439 | -92.2611 | 188.7
2025-09 | MISO | Teche | 1400 | 4 | Cleco Power LLC | Natural Gas Fired Combustion Turbine | 29.8222 | -91.5425 | 42.2
2025-09 | MISO | Little Gypsy | 1402 | 2 | Entergy Louisiana LLC | Natural Gas Steam Turbine | 30.0051 | -90.4617 | 420.7
2025-09 | MISO | Little Gypsy | 1402 | 3 | Entergy Louisiana LLC | Natural Gas Steam Turbine | 30.0051 | -90.4617 | 582.2
2025-09 | MISO | Nine Mile Point | 1403 | 5 | Entergy Louisiana LLC | Natural Gas Steam Turbine | 29.9472 | -90.1458 | 895.1
2025-09 | MISO | Nine Mile Point | 1403 | 6(4) | Entergy Louisiana LLC | Natural Gas Steam Turbine | 29.9472 | -90.1458 | 895.1
2025-09 | MISO | Nine Mile Point | 1403 | 6A | Entergy Louisiana LLC | Natural Gas Fired Combined Cycle | 29.9472 | -90.1458 | 194.7
2025-09 | MISO | Nine Mile Point | 1403 | 6B | Entergy Louisiana LLC | Natural Gas Fired Combined Cycle | 29.9472 | -90.1458 | 194.7
2025-09 | MISO | Nine Mile Point | 1403 | 6C | Entergy Louisiana LLC | Natural Gas Fired Combined Cycle | 29.9472 | -90.1458 | 260.1
2025-09 | MISO | Sterlington | 1404 | 7A | Entergy Louisiana LLC | Natural Gas Fired Combustion Turbine | 32.7047 | -92.0792 | 59.3
2025-09 | SWPP | Arsenal Hill | 1416 | 5 | Southwestern Electric Power Co | Natural Gas Steam Turbine | 32.5181 | -93.7611 | 125
2025-09 | SWPP | Lieberman | 1417 | 3 | Southwestern Electric Power Co | Natural Gas Steam Turbine | 32.7047 | -93.9597 | 114
2025-09 | SWPP | Lieberman | 1417 | 4 | Southwestern Electric Power Co | Natural Gas Steam Turbine | 32.7047 | -93.9597 | 114
2025-09 | MISO | New Roads | 1453 | 1 | Louisiana Energy & Power Authority | Petroleum Liquids | 30.7261 | -91.3683 | 2.3
2025-09 | MISO | New Roads | 1453 | 2 | Louisiana Energy & Power Authority | Petroleum Liquids | 30.7261 | -91.3683 | 0.6
2025-09 | MISO | New Roads | 1453 | 3 | Louisiana Energy & Power Authority | Petroleum Liquids | 30.7261 | -91.3683 | 1.1
2025-09 | MISO | New Roads | 1453 | 4 | Louisiana Energy & Power Authority | Petroleum Liquids | 30.7261 | -91.3683 | 1.7
2025-09 | MISO | New Roads | 1453 | 5 | Louisiana Energy & Power Authority | Petroleum Liquids | 30.7261 | -91.3683 | 1.7
2025-09 | MISO | New Roads | 1453 | 6 | Louisiana Energy & Power Authority | Petroleum Liquids | 30.7261 | -91.3683 | 2
2025-09 | MISO | Big Cajun 1 | 1464 | 1 | Louisiana Generating LLC | Natural Gas Steam Turbine | 30.6739 | -91.3556 | 113.6
2025-09 | MISO | Big Cajun 1 | 1464 | 2 | Louisiana Generating LLC | Natural Gas Steam Turbine | 30.6739 | -91.3556 | 113.6
2025-09 | MISO | Big Cajun 1 | 1464 | 3 | Louisiana Generating LLC | Natural Gas Fired Combustion Turbine | 30.6739 | -91.3556 | 132.8
2025-09 | MISO | Big Cajun 1 | 1464 | 4 | Louisiana Generating LLC | Natural Gas Fired Combustion Turbine | 30.6739 | -91.3556 | 132.8
2025-09 | ISNE | Ellsworth Hydro Station | 1469 | EL01 | Brookfield Black Bear Hydro, LLC | Conventional Hydroelectric | 44.5442 | -68.4306 | 2.5
2025-09 | ISNE | Ellsworth Hydro Station | 1469 | EL02 | Brookfield Black Bear Hydro, LLC | Conventional Hydroelectric | 44.5442 | -68.4306 | 2
2025-09 | ISNE | Ellsworth Hydro Station | 1469 | EL03 | Brookfield Black Bear Hydro, LLC | Conventional Hydroelectric | 44.5442 | -68.4306 | 2
2025-09 | ISNE | Ellsworth Hydro Station | 1469 | EL04 | Brookfield Black Bear Hydro, LLC | Conventional Hydroelectric | 44.5442 | -68.4306 | 2.4
2025-09 | ISNE | Milford Hydro Station | 1475 | MF01 | Brookfield Black Bear Hydro, LLC | Conventional Hydroelectric | 44.9421 | -68.645 | 0.7
2025-09 | ISNE | Milford Hydro Station | 1475 | MF02 | Brookfield Black Bear Hydro, LLC | Conventional Hydroelectric | 44.9421 | -68.645 | 0.7
2025-09 | ISNE | Milford Hydro Station | 1475 | MF03 | Brookfield Black Bear Hydro, LLC | Conventional Hydroelectric | 44.9421 | -68.645 | 1.6
2025-09 | ISNE | Milford Hydro Station | 1475 | MF04 | Brookfield Black Bear Hydro, LLC | Conventional Hydroelectric | 44.9421 | -68.645 | 1.6
2025-09 | ISNE | Milford Hydro Station | 1475 | MF05 | Brookfield Black Bear Hydro, LLC | Conventional Hydroelectric | 44.9421 | -68.645 | 1.6
2025-09 | ISNE | Milford Hydro Station | 1475 | MF06 | Brookfield Black Bear Hydro, LLC | Conventional Hydroelectric | 44.9421 | -68.645 | 1.6
2025-09 | ISNE | Stillwater Hydro Station | 1478 | SW01 | Brookfield Black Bear Hydro, LLC | Conventional Hydroelectric | 44.9094 | -68.6833 | 0.4
2025-09 | ISNE | Stillwater Hydro Station | 1478 | SW02 | Brookfield Black Bear Hydro, LLC | Conventional Hydroelectric | 44.9094 | -68.6833 | 0.4
2025-09 | ISNE | Stillwater Hydro Station | 1478 | SW03 | Brookfield Black Bear Hydro, LLC | Conventional Hydroelectric | 44.9094 | -68.6833 | 0.4
2025-09 | ISNE | Stillwater Hydro Station | 1478 | SW04 | Brookfield Black Bear Hydro, LLC | Conventional Hydroelectric | 44.9094 | -68.6833 | 0.6
2025-09 | ISNE | Bonny Eagle | 1482 | 1 | Brookfield White Pine Hydro LLC | Conventional Hydroelectric | 43.6877 | -70.6116 | 1.2
2025-09 | ISNE | Bonny Eagle | 1482 | 2 | Brookfield White Pine Hydro LLC | Conventional Hydroelectric | 43.6877 | -70.6116 | 1.2
2025-09 | ISNE | Bonny Eagle | 1482 | 3 | Brookfield White Pine Hydro LLC | Conventional Hydroelectric | 43.6877 | -70.6116 | 1.2
2025-09 | ISNE | Bonny Eagle | 1482 | 4 | Brookfield White Pine Hydro LLC | Conventional Hydroelectric | 43.6877 | -70.6116 | 1.2
2025-09 | ISNE | Bonny Eagle | 1482 | 5 | Brookfield White Pine Hydro LLC | Conventional Hydroelectric | 43.6877 | -70.6116 | 1.2
2025-09 | ISNE | Bonny Eagle | 1482 | 6 | Brookfield White Pine Hydro LLC | Conventional Hydroelectric | 43.6877 | -70.6116 | 1.2
2025-09 | ISNE | Bonny Eagle | 1482 | BES1 | Brookfield White Pine Hydro LLC | Batteries | 43.6877 | -70.6116 | 8
2025-09 | ISNE | Brunswick Hydro | 1483 | B1 | Brookfield White Pine Hydro LLC | Conventional Hydroelectric | 43.9205 | -69.9678 | 12.6
2025-09 | ISNE | Brunswick Hydro | 1483 | B2 | Brookfield White Pine Hydro LLC | Conventional Hydroelectric | 43.9205 | -69.9678 | 3.5
2025-09 | ISNE | Brunswick Hydro | 1483 | B3 | Brookfield White Pine Hydro LLC | Conventional Hydroelectric | 43.9205 | -69.9678 | 3.5
2025-09 | ISNE | Cape Gas Turbine | 1484 | GT4 | FPL Energy Cape LLC | Petroleum Liquids | 43.6436 | -70.2544 | 17.5
2025-09 | ISNE | Cape Gas Turbine | 1484 | GT5 | FPL Energy Cape LLC | Petroleum Liquids | 43.6436 | -70.2544 | 17.5
2025-09 | ISNE | Cataract Hydro | 1486 | 1 | Brookfield White Pine Hydro LLC | Conventional Hydroelectric | 43.4956 | -70.4472 | 6.6
2025-09 | ISNE | Deer Rips | 1488 | DR1 | Brookfield White Pine Hydro LLC | Conventional Hydroelectric | 44.1346 | -70.2037 | 0.6
2025-09 | ISNE | Deer Rips | 1488 | DR2 | Brookfield White Pine Hydro LLC | Conventional Hydroelectric | 44.1346 | -70.2037 | 0.6
2025-09 | ISNE | Deer Rips | 1488 | DR3 | Brookfield White Pine Hydro LLC | Conventional Hydroelectric | 44.1346 | -70.2037 | 0.9
2025-09 | ISNE | Deer Rips | 1488 | DR4 | Brookfield White Pine Hydro LLC | Conventional Hydroelectric | 44.1346 | -70.2037 | 0.8
2025-09 | ISNE | Deer Rips | 1488 | DR5 | Brookfield White Pine Hydro LLC | Conventional Hydroelectric | 44.1346 | -70.2037 | 0.8
2025-09 | ISNE | Deer Rips | 1488 | DR6 | Brookfield White Pine Hydro LLC | Conventional Hydroelectric | 44.1346 | -70.2037 | 1.8
2025-09 | ISNE | Deer Rips | 1488 | DR7 | Brookfield White Pine Hydro LLC | Conventional Hydroelectric | 44.1346 | -70.2037 | 1
2025-09 | ISNE | Gulf Island | 1491 | GI1 | Brookfield White Pine Hydro LLC | Conventional Hydroelectric | 44.1529 | -70.2094 | 6.4
2025-09 | ISNE | Gulf Island | 1491 | GI2 | Brookfield White Pine Hydro LLC | Conventional Hydroelectric | 44.1529 | -70.2094 | 6.4
2025-09 | ISNE | Gulf Island | 1491 | GI3 | Brookfield White Pine Hydro LLC | Conventional Hydroelectric | 44.1529 | -70.2094 | 6.4
2025-09 | ISNE | Harris Hydro | 1492 | HA1 | Brookfield White Pine Hydro LLC | Conventional Hydroelectric | 45.4592 | -69.8658 | 15
2025-09 | ISNE | Harris Hydro | 1492 | HA2 | Brookfield White Pine Hydro LLC | Conventional Hydroelectric | 45.4592 | -69.8658 | 30
2025-09 | ISNE | Harris Hydro | 1492 | HA3 | Brookfield White Pine Hydro LLC | Conventional Hydroelectric | 45.4592 | -69.8658 | 30
2025-09 | ISNE | Harris Hydro | 1492 | HA4 | Brookfield White Pine Hydro LLC | Conventional Hydroelectric | 45.4592 | -69.8658 | 1.4
2025-09 | ISNE | Hiram | 1493 | 1 | Brookfield White Pine Hydro LLC | Conventional Hydroelectric | 43.8525 | -70.7969 | 2.4
2025-09 | ISNE | Hiram | 1493 | 2 | Brookfield White Pine Hydro LLC | Conventional Hydroelectric | 43.8525 | -70.7969 | 8.1
2025-09 | ISNE | Messalonskee 2 (Oakland) | 1497 | 1 | Messalonskee Stream Hydro LLC | Conventional Hydroelectric | 44.5485 | -69.7104 | 2.8
2025-09 | ISNE | Messalonskee 3 | 1498 | 1 | Messalonskee Stream Hydro LLC | Conventional Hydroelectric | 44.5699 | -69.6818 | 1.6
2025-09 | ISNE | Messalonskee 5 | 1500 | 1 | Messalonskee Stream Hydro LLC | Conventional Hydroelectric | 44.5344 | -69.6522 | 1.8
2025-09 | ISNE | North Gorham | 1501 | 1 | Brookfield White Pine Hydro LLC | Conventional Hydroelectric | 43.8025 | -70.4499 | 1.1
2025-09 | ISNE | North Gorham | 1501 | 2 | Brookfield White Pine Hydro LLC | Conventional Hydroelectric | 43.8025 | -70.4499 | 1.1
2025-09 | ISNE | Shawmut | 1504 | SH1 | Brookfield White Pine Hydro LLC | Conventional Hydroelectric | 44.6295 | -69.5835 | 0.7
2025-09 | ISNE | Shawmut | 1504 | SH2 | Brookfield White Pine Hydro LLC | Conventional Hydroelectric | 44.6295 | -69.5835 | 0.7
2025-09 | ISNE | Shawmut | 1504 | SH3 | Brookfield White Pine Hydro LLC | Conventional Hydroelectric | 44.6295 | -69.5835 | 0.7
2025-09 | ISNE | Shawmut | 1504 | SH4 | Brookfield White Pine Hydro LLC | Conventional Hydroelectric | 44.6295 | -69.5835 | 0.7
2025-09 | ISNE | Shawmut | 1504 | SH5 | Brookfield White Pine Hydro LLC | Conventional Hydroelectric | 44.6295 | -69.5835 | 0.7
2025-09 | ISNE | Shawmut | 1504 | SH6 | Brookfield White Pine Hydro LLC | Conventional Hydroelectric | 44.6295 | -69.5835 | 0.9
2025-09 | ISNE | Shawmut | 1504 | SH7 | Brookfield White Pine Hydro LLC | Conventional Hydroelectric | 44.6295 | -69.5835 | 2.2
2025-09 | ISNE | Shawmut | 1504 | SH8 | Brookfield White Pine Hydro LLC | Conventional Hydroelectric | 44.6295 | -69.5835 | 2.2
2025-09 | ISNE | Skelton | 1505 | 1 | Brookfield White Pine Hydro LLC | Conventional Hydroelectric | 43.5708 | -70.5583 | 8.4
2025-09 | ISNE | Skelton | 1505 | 2 | Brookfield White Pine Hydro LLC | Conventional Hydroelectric | 43.5708 | -70.5583 | 8.4
2025-09 | ISNE | William F Wyman Hybrid | 1507 | 1 | FPL Energy Wyman LLC | Petroleum Liquids | 43.7508 | -70.1567 | 50
2025-09 | ISNE | William F Wyman Hybrid | 1507 | 2 | FPL Energy Wyman LLC | Petroleum Liquids | 43.7508 | -70.1567 | 50
2025-09 | ISNE | William F Wyman Hybrid | 1507 | 3 | FPL Energy Wyman LLC | Petroleum Liquids | 43.7508 | -70.1567 | 113.6
2025-09 | ISNE | William F Wyman Hybrid | 1507 | 4 | FPL Energy Wyman LLC | Petroleum Liquids | 43.7508 | -70.1567 | 632.4
2025-09 | ISNE | William F Wyman Hybrid | 1507 | BESS | FPL Energy Wyman LLC | Batteries | 43.7508 | -70.1567 | 16.7
2025-09 | ISNE | West Buxton | 1508 | WB1 | Brookfield White Pine Hydro LLC | Conventional Hydroelectric | 43.6669 | -70.6021 | 0.6
2025-09 | ISNE | West Buxton | 1508 | WB2 | Brookfield White Pine Hydro LLC | Conventional Hydroelectric | 43.6669 | -70.6021 | 0.6
2025-09 | ISNE | West Buxton | 1508 | WB3 | Brookfield White Pine Hydro LLC | Conventional Hydroelectric | 43.6669 | -70.6021 | 1.1
2025-09 | ISNE | West Buxton | 1508 | WB4 | Brookfield White Pine Hydro LLC | Conventional Hydroelectric | 43.6669 | -70.6021 | 0.7
2025-09 | ISNE | West Buxton | 1508 | WB5 | Brookfield White Pine Hydro LLC | Conventional Hydroelectric | 43.6669 | -70.6021 | 0.7
2025-09 | ISNE | West Buxton | 1508 | WB6 | Brookfield White Pine Hydro LLC | Conventional Hydroelectric | 43.6669 | -70.6021 | 4
2025-09 | ISNE | Weston Hydro | 1509 | WE1 | Brookfield White Pine Hydro LLC | Conventional Hydroelectric | 44.7639 | -69.7183 | 3
2025-09 | ISNE | Weston Hydro | 1509 | WE2 | Brookfield White Pine Hydro LLC | Conventional Hydroelectric | 44.7639 | -69.7183 | 3
2025-09 | ISNE | Weston Hydro | 1509 | WE3 | Brookfield White Pine Hydro LLC | Conventional Hydroelectric | 44.7639 | -69.7183 | 3
2025-09 | ISNE | Weston Hydro | 1509 | WE4 | Brookfield White Pine Hydro LLC | Conventional Hydroelectric | 44.7639 | -69.7183 | 3
2025-09 | ISNE | Williams Hydro | 1510 | WI1 | Brookfield White Pine Hydro LLC | Conventional Hydroelectric | 44.9589 | -69.8703 | 7
2025-09 | ISNE | Williams Hydro | 1510 | WI2 | Brookfield White Pine Hydro LLC | Conventional Hydroelectric | 44.9589 | -69.8703 | 6
2025-09 | ISNE | Wyman Hydro | 1511 | WY1 | Brookfield White Pine Hydro LLC | Conventional Hydroelectric | 45.0703 | -69.9064 | 24
2025-09 | ISNE | Wyman Hydro | 1511 | WY2 | Brookfield White Pine Hydro LLC | Conventional Hydroelectric | 45.0703 | -69.9064 | 24
2025-09 | ISNE | Wyman Hydro | 1511 | WY3 | Brookfield White Pine Hydro LLC | Conventional Hydroelectric | 45.0703 | -69.9064 | 24
2025-09 | PJM | Herbert A Wagner | 1554 | 3 | H.A. Wagner LLC | Petroleum Liquids | 39.1781 | -76.5268 | 359
2025-09 | PJM | Herbert A Wagner | 1554 | 4 | H.A. Wagner LLC | Petroleum Liquids | 39.1781 | -76.5268 | 414.7
2025-09 | PJM | Perryman | 1556 | GT1 | Constellation Power Source Generation, LLC | Petroleum Liquids | 39.4428 | -76.2218 | 53.1
2025-09 | PJM | Perryman | 1556 | GT3 | Constellation Power Source Generation, LLC | Petroleum Liquids | 39.4428 | -76.2218 | 53.1
2025-09 | PJM | Perryman | 1556 | GT4 | Constellation Power Source Generation, LLC | Petroleum Liquids | 39.4428 | -76.2218 | 53.1
2025-09 | PJM | Perryman | 1556 | GT5 | Constellation Power Source Generation, LLC | Natural Gas Fired Combustion Turbine | 39.4428 | -76.2218 | 192
2025-09 | PJM | Perryman | 1556 | GT6 | Constellation Power Source Generation, LLC | Natural Gas Fired Combustion Turbine | 39.4428 | -76.2218 | 141
2025-09 | PJM | Philadelphia | 1557 | GT1 | Constellation Power Source Generation, LLC | Petroleum Liquids | 39.2986 | -76.5636 | 20.7
2025-09 | PJM | Philadelphia | 1557 | GT2 | Constellation Power Source Generation, LLC | Petroleum Liquids | 39.2986 | -76.5636 | 20.7
2025-09 | PJM | Philadelphia | 1557 | GT3 | Constellation Power Source Generation, LLC | Petroleum Liquids | 39.2986 | -76.5636 | 20.7
2025-09 | PJM | Philadelphia | 1557 | GT4 | Constellation Power Source Generation, LLC | Petroleum Liquids | 39.2986 | -76.5636 | 20.7
2025-09 | PJM | Crisfield | 1563 | CRIS | Calpine Mid-Atlantic Generation LLC | Petroleum Liquids | 37.9941 | -75.8377 | 2.9
2025-09 | PJM | Crisfield | 1563 | CRS2 | Calpine Mid-Atlantic Generation LLC | Petroleum Liquids | 37.9941 | -75.8377 | 2.9
2025-09 | PJM | Crisfield | 1563 | CRS3 | Calpine Mid-Atlantic Generation LLC | Petroleum Liquids | 37.9941 | -75.8377 | 2.9
2025-09 | PJM | Crisfield | 1563 | CRS4 | Calpine Mid-Atlantic Generation LLC | Petroleum Liquids | 37.9941 | -75.8377 | 2.9
2025-09 | PJM | Vienna Operations | 1564 | 10 | NRG Vienna Operations Inc | Petroleum Liquids | 38.4878 | -75.8208 | 18.6
2025-09 | PJM | Vienna Operations | 1564 | 8 | NRG Vienna Operations Inc | Petroleum Liquids | 38.4878 | -75.8208 | 162
2025-09 | PJM | Deep Creek | 1567 | 1 | BP Piney & Deep Creek LLC | Conventional Hydroelectric | 39.523 | -79.413 | 10
2025-09 | PJM | Deep Creek | 1567 | 2 | BP Piney & Deep Creek LLC | Conventional Hydroelectric | 39.523 | -79.413 | 10
2025-09 | PJM | Chalk Point Power | 1571 | 3 | Chalk Point Power, LLC | Natural Gas Steam Turbine | 38.5444 | -76.6861 | 659
2025-09 | PJM | Chalk Point Power | 1571 | 4 | Chalk Point Power, LLC | Natural Gas Steam Turbine | 38.5444 | -76.6861 | 659
2025-09 | PJM | Chalk Point Power | 1571 | GT1 | Chalk Point Power, LLC | Petroleum Liquids | 38.5444 | -76.6861 | 16
2025-09 | PJM | Chalk Point Power | 1571 | GT2 | Chalk Point Power, LLC | Petroleum Liquids | 38.5444 | -76.6861 | 35
2025-09 | PJM | Chalk Point Power | 1571 | GT3 | Chalk Point Power, LLC | Natural Gas Fired Combustion Turbine | 38.5444 | -76.6861 | 103
2025-09 | PJM | Chalk Point Power | 1571 | GT4 | Chalk Point Power, LLC | Natural Gas Fired Combustion Turbine | 38.5444 | -76.6861 | 103
2025-09 | PJM | Chalk Point Power | 1571 | GT5 | Chalk Point Power, LLC | Natural Gas Fired Combustion Turbine | 38.5444 | -76.6861 | 125
2025-09 | PJM | Chalk Point Power | 1571 | GT6 | Chalk Point Power, LLC | Natural Gas Fired Combustion Turbine | 38.5444 | -76.6861 | 125
2025-09 | PJM | Dickerson Power | 1572 | GT2 | Dickerson Power, LLC | Natural Gas Fired Combustion Turbine | 39.2097 | -77.4644 | 163
2025-09 | PJM | Dickerson Power | 1572 | GT3 | Dickerson Power, LLC | Natural Gas Fired Combustion Turbine | 39.2097 | -77.4644 | 163
2025-09 | PJM | Morgantown Generating Plant | 1573 | 3 | Lanyard Power Holdings, LLC | Petroleum Liquids | 38.3592 | -76.9767 | 65
2025-09 | PJM | Morgantown Generating Plant | 1573 | 4 | Lanyard Power Holdings, LLC | Petroleum Liquids | 38.3592 | -76.9767 | 65
2025-09 | PJM | Morgantown Generating Plant | 1573 | 5 | Lanyard Power Holdings, LLC | Petroleum Liquids | 38.3592 | -76.9767 | 65
2025-09 | PJM | Morgantown Generating Plant | 1573 | 6 | Lanyard Power Holdings, LLC | Petroleum Liquids | 38.3592 | -76.9767 | 65
2025-09 | PJM | Conowingo | 1574 | 1 | Constellation Power, Inc | Conventional Hydroelectric | 39.6572 | -76.1752 | 45
2025-09 | PJM | Conowingo | 1574 | 10 | Constellation Power, Inc | Conventional Hydroelectric | 39.6572 | -76.1752 | 55.6
2025-09 | PJM | Conowingo | 1574 | 11 | Constellation Power, Inc | Conventional Hydroelectric | 39.6572 | -76.1752 | 55.6
2025-09 | PJM | Conowingo | 1574 | 2 | Constellation Power, Inc | Conventional Hydroelectric | 39.6572 | -76.1752 | 36
2025-09 | PJM | Conowingo | 1574 | 3 | Constellation Power, Inc | Conventional Hydroelectric | 39.6572 | -76.1752 | 48
2025-09 | PJM | Conowingo | 1574 | 4 | Constellation Power, Inc | Conventional Hydroelectric | 39.6572 | -76.1752 | 47.7
2025-09 | PJM | Conowingo | 1574 | 5 | Constellation Power, Inc | Conventional Hydroelectric | 39.6572 | -76.1752 | 36
2025-09 | PJM | Conowingo | 1574 | 6 | Constellation Power, Inc | Conventional Hydroelectric | 39.6572 | -76.1752 | 47.7
2025-09 | PJM | Conowingo | 1574 | 7 | Constellation Power, Inc | Conventional Hydroelectric | 39.6572 | -76.1752 | 48
2025-09 | PJM | Conowingo | 1574 | 8 | Constellation Power, Inc | Conventional Hydroelectric | 39.6572 | -76.1752 | 55.6
2025-09 | PJM | Conowingo | 1574 | 9 | Constellation Power, Inc | Conventional Hydroelectric | 39.6572 | -76.1752 | 55.6
2025-09 | PJM | Easton | 1580 | 10 | Easton Utilities Comm | Petroleum Liquids | 38.7786 | -76.0769 | 3.5
2025-09 | PJM | Easton | 1580 | 101 | Easton Utilities Comm | Petroleum Liquids | 38.7786 | -76.0769 | 1.5
2025-09 | PJM | Easton | 1580 | 102 | Easton Utilities Comm | Petroleum Liquids | 38.7786 | -76.0769 | 1.5
2025-09 | PJM | Easton | 1580 | 11 | Easton Utilities Comm | Petroleum Liquids | 38.7786 | -76.0769 | 3.8
2025-09 | PJM | Easton | 1580 | 12 | Easton Utilities Comm | Petroleum Liquids | 38.7786 | -76.0769 | 4.1
2025-09 | PJM | Easton | 1580 | 13 | Easton Utilities Comm | Petroleum Liquids | 38.7786 | -76.0769 | 5.6
2025-09 | PJM | Easton | 1580 | 14 | Easton Utilities Comm | Petroleum Liquids | 38.7786 | -76.0769 | 5.6
2025-09 | PJM | Easton | 1580 | 7 | Easton Utilities Comm | Petroleum Liquids | 38.7786 | -76.0769 | 2.5
2025-09 | PJM | Easton | 1580 | 9 | Easton Utilities Comm | Petroleum Liquids | 38.7786 | -76.0769 | 3
2025-09 | ISNE | Exelon Framingham LLC | 1586 | GT1 | Constellation Power, Inc | Petroleum Liquids | 42.2672 | -71.3983 | 14.2
2025-09 | ISNE | Exelon Framingham LLC | 1586 | GT2 | Constellation Power, Inc | Petroleum Liquids | 42.2672 | -71.3983 | 14.2
2025-09 | ISNE | Exelon Framingham LLC | 1586 | GT3 | Constellation Power, Inc | Petroleum Liquids | 42.2672 | -71.3983 | 14.2
2025-09 | ISNE | Exelon Medway LLC | 1592 | GT1 | Constellation Power, Inc | Petroleum Liquids | 42.14 | -71.4464 | 45
2025-09 | ISNE | Exelon Medway LLC | 1592 | GT2 | Constellation Power, Inc | Petroleum Liquids | 42.14 | -71.4464 | 45
2025-09 | ISNE | Exelon Medway LLC | 1592 | GT3 | Constellation Power, Inc | Petroleum Liquids | 42.14 | -71.4464 | 45
2025-09 | ISNE | Kendall Square Station | 1595 | 3 | Kendall Green Energy, LLC | Natural Gas Fired Combined Cycle | 42.3633 | -71.0792 | 27.2
2025-09 | ISNE | Kendall Square Station | 1595 | GEN4 | Kendall Green Energy, LLC | Natural Gas Fired Combined Cycle | 42.3633 | -71.0792 | 186.2
2025-09 | ISNE | Kendall Square Station | 1595 | JET1 | Kendall Green Energy, LLC | Petroleum Liquids | 42.3633 | -71.0792 | 21.3
2025-09 | ISNE | Canal | 1599 | 1 | Canal Generating LLC | Petroleum Liquids | 41.7694 | -70.5097 | 585
2025-09 | ISNE | Canal | 1599 | 2 | Canal Generating LLC | Petroleum Liquids | 41.7694 | -70.5097 | 580
2025-09 | ISNE | Canal | 1599 | 3 | Canal Generating LLC | Petroleum Liquids | 41.7694 | -70.5097 | 330
2025-09 | ISNE | Boatlock | 1603 | 1 | City of Holyoke Gas and Electric Dept. | Conventional Hydroelectric | 42.2086 | -72.6014 | 0.7
2025-09 | ISNE | Boatlock | 1603 | 2 | City of Holyoke Gas and Electric Dept. | Conventional Hydroelectric | 42.2086 | -72.6014 | 1.2
2025-09 | ISNE | Boatlock | 1603 | 3 | City of Holyoke Gas and Electric Dept. | Conventional Hydroelectric | 42.2086 | -72.6014 | 1.2
2025-09 | ISNE | Chemical | 1604 | 1 | City of Holyoke Gas and Electric Dept. | Conventional Hydroelectric | 42.1919 | -72.6097 | 0.8
2025-09 | ISNE | Chemical | 1604 | 2 | City of Holyoke Gas and Electric Dept. | Conventional Hydroelectric | 42.1919 | -72.6097 | 0.8
2025-09 | ISNE | Hadley Falls | 1605 | 1 | City of Holyoke Gas and Electric Dept. | Conventional Hydroelectric | 42.2119 | -72.6036 | 17.6
2025-09 | ISNE | Hadley Falls | 1605 | 2 | City of Holyoke Gas and Electric Dept. | Conventional Hydroelectric | 42.2119 | -72.6036 | 15.8
2025-09 | ISNE | Riverside Holyoke | 1607 | 4 | City of Holyoke Gas and Electric Dept. | Conventional Hydroelectric | 42.2006 | -72.5944 | 0.8
2025-09 | ISNE | Riverside Holyoke | 1607 | 5 | City of Holyoke Gas and Electric Dept. | Conventional Hydroelectric | 42.2006 | -72.5944 | 0.6
2025-09 | ISNE | Riverside Holyoke | 1607 | 7 | City of Holyoke Gas and Electric Dept. | Conventional Hydroelectric | 42.2006 | -72.5944 | 1.5
2025-09 | ISNE | Riverside Holyoke | 1607 | 8 | City of Holyoke Gas and Electric Dept. | Conventional Hydroelectric | 42.2006 | -72.5944 | 4
2025-09 | ISNE | Nantucket Hybrid | 1615 | 18 | Nantucket Electric Co | Petroleum Liquids | 41.2583 | -70.0517 | 15.4
2025-09 | ISNE | Nantucket Hybrid | 1615 | 19 | Nantucket Electric Co | Petroleum Liquids | 41.2583 | -70.0517 | 1
2025-09 | ISNE | Nantucket Hybrid | 1615 | 20 | Nantucket Electric Co | Batteries | 41.2583 | -70.0517 | 6
2025-09 | ISNE | Deerfield 5 | 1620 | GEN1 | Great River Hydro, LLC | Conventional Hydroelectric | 42.6912 | -72.9561 | 17.5
2025-09 | ISNE | Cabot | 1629 | 1 | FirstLight Power Resources, Inc. - MA | Conventional Hydroelectric | 42.5875 | -72.5793 | 10.3
2025-09 | ISNE | Cabot | 1629 | 2 | FirstLight Power Resources, Inc. - MA | Conventional Hydroelectric | 42.5875 | -72.5793 | 10.3
2025-09 | ISNE | Cabot | 1629 | 3 | FirstLight Power Resources, Inc. - MA | Conventional Hydroelectric | 42.5875 | -72.5793 | 10.3
2025-09 | ISNE | Cabot | 1629 | 4 | FirstLight Power Resources, Inc. - MA | Conventional Hydroelectric | 42.5875 | -72.5793 | 10.3
2025-09 | ISNE | Cabot | 1629 | 5 | FirstLight Power Resources, Inc. - MA | Conventional Hydroelectric | 42.5875 | -72.5793 | 10.3
2025-09 | ISNE | Cabot | 1629 | 6 | FirstLight Power Resources, Inc. - MA | Conventional Hydroelectric | 42.5875 | -72.5793 | 10.3
2025-09 | ISNE | Cobble Mountain | 1630 | 1 | City of Holyoke Gas and Electric Dept. | Conventional Hydroelectric | 42.1171 | -72.8647 | 13
2025-09 | ISNE | Cobble Mountain | 1630 | 2 | City of Holyoke Gas and Electric Dept. | Conventional Hydroelectric | 42.1171 | -72.8647 | 7
2025-09 | ISNE | Cobble Mountain | 1630 | 3 | City of Holyoke Gas and Electric Dept. | Conventional Hydroelectric | 42.1171 | -72.8647 | 13
2025-09 | ISNE | Gardners Falls | 1634 | GF2 | Central Rivers Power MA, LLC | Conventional Hydroelectric | 42.5914 | -72.7308 | 0.4
2025-09 | ISNE | Gardners Falls | 1634 | GF3 | Central Rivers Power MA, LLC | Conventional Hydroelectric | 42.5914 | -72.7308 | 0.9
2025-09 | ISNE | Gardners Falls | 1634 | GF4 | Central Rivers Power MA, LLC | Conventional Hydroelectric | 42.5914 | -72.7308 | 0.9
2025-09 | ISNE | Gardners Falls | 1634 | GF5 | Central Rivers Power MA, LLC | Conventional Hydroelectric | 42.5914 | -72.7308 | 1.3
2025-09 | ISNE | Putts Bridge | 1637 | PB2 | Central Rivers Power MA, LLC | Conventional Hydroelectric | 42.1579 | -72.4864 | 1.6
2025-09 | ISNE | Putts Bridge | 1637 | PB3 | Central Rivers Power MA, LLC | Conventional Hydroelectric | 42.1579 | -72.4864 | 1.6
2025-09 | ISNE | Potter Station 2 | 1660 | WAT1 | Town of Braintree - (MA) | Natural Gas Fired Combustion Turbine | 42.235 | -70.9672 | 58
2025-09 | ISNE | Potter Station 2 | 1660 | WAT2 | Town of Braintree - (MA) | Natural Gas Fired Combustion Turbine | 42.235 | -70.9672 | 58
2025-09 | ISNE | High Street Station | 1670 | 1 | Town of Ipswich - (MA) | Natural Gas Internal Combustion Engine | 42.6986 | -70.8697 | 1.2
2025-09 | ISNE | High Street Station | 1670 | 10 | Town of Ipswich - (MA) | Natural Gas Internal Combustion Engine | 42.6986 | -70.8697 | 1.2
2025-09 | ISNE | High Street Station | 1670 | 11 | Town of Ipswich - (MA) | Natural Gas Internal Combustion Engine | 42.6986 | -70.8697 | 1.2
2025-09 | ISNE | High Street Station | 1670 | 12 | Town of Ipswich - (MA) | Natural Gas Internal Combustion Engine | 42.6986 | -70.8697 | 1.2
2025-09 | ISNE | High Street Station | 1670 | 2 | Town of Ipswich - (MA) | Natural Gas Internal Combustion Engine | 42.6986 | -70.8697 | 1.3
2025-09 | ISNE | High Street Station | 1670 | 6 | Town of Ipswich - (MA) | Natural Gas Internal Combustion Engine | 42.6986 | -70.8697 | 1.1
2025-09 | ISNE | High Street Station | 1670 | 9 | Town of Ipswich - (MA) | Natural Gas Internal Combustion Engine | 42.6986 | -70.8697 | 1.3
2025-09 | ISNE | Waters River | 1678 | 1 | City of Peabody - (MA) | Natural Gas Fired Combustion Turbine | 42.5429 | -70.9283 | 21.3
2025-09 | ISNE | Waters River | 1678 | 2 | City of Peabody - (MA) | Natural Gas Fired Combustion Turbine | 42.5429 | -70.9283 | 43.6
2025-09 | ISNE | Cleary Flood Hybrid | 1682 | 9A | City of Taunton | Natural Gas Fired Combined Cycle | 41.8653 | -71.1061 | 23
2025-09 | ISNE | Cleary Flood Hybrid | 1682 | BS1 | City of Taunton | Batteries | 41.8653 | -71.1061 | 3
2025-09 | ISNE | Cleary Flood Hybrid | 1682 | CA9 | City of Taunton | Natural Gas Fired Combined Cycle | 41.8653 | -71.1061 | 95
2025-09 | MISO | Alcona | 1693 | 1 | Consumers Energy Co - (MI) | Conventional Hydroelectric | 44.562 | -83.8045 | 4
2025-09 | MISO | Alcona | 1693 | 2 | Consumers Energy Co - (MI) | Conventional Hydroelectric | 44.562 | -83.8045 | 4
2025-09 | MISO | Allegan Dam | 1694 | 1 | Consumers Energy Co - (MI) | Conventional Hydroelectric | 42.5638 | -85.954 | 0.5
2025-09 | MISO | Allegan Dam | 1694 | 2 | Consumers Energy Co - (MI) | Conventional Hydroelectric | 42.5638 | -85.954 | 0.9
2025-09 | MISO | Allegan Dam | 1694 | 3 | Consumers Energy Co - (MI) | Conventional Hydroelectric | 42.5638 | -85.954 | 1.2
2025-09 | MISO | C W Tippy | 1698 | 1 | Consumers Energy Co - (MI) | Conventional Hydroelectric | 44.2591 | -85.9396 | 6.7
2025-09 | MISO | C W Tippy | 1698 | 2 | Consumers Energy Co - (MI) | Conventional Hydroelectric | 44.2591 | -85.9396 | 6.7
2025-09 | MISO | C W Tippy | 1698 | 3 | Consumers Energy Co - (MI) | Conventional Hydroelectric | 44.2591 | -85.9396 | 6.7
2025-09 | MISO | Cooke | 1700 | 1 | Consumers Energy Co - (MI) | Conventional Hydroelectric | 44.4726 | -83.5719 | 3
2025-09 | MISO | Cooke | 1700 | 2 | Consumers Energy Co - (MI) | Conventional Hydroelectric | 44.4726 | -83.5719 | 3
2025-09 | MISO | Cooke | 1700 | 3 | Consumers Energy Co - (MI) | Conventional Hydroelectric | 44.4726 | -83.5719 | 3
2025-09 | MISO | Croton | 1701 | 1 | Consumers Energy Co - (MI) | Conventional Hydroelectric | 43.4373 | -85.6645 | 3
2025-09 | MISO | Croton | 1701 | 2 | Consumers Energy Co - (MI) | Conventional Hydroelectric | 43.4373 | -85.6645 | 3
2025-09 | MISO | Croton | 1701 | 3 | Consumers Energy Co - (MI) | Conventional Hydroelectric | 43.4373 | -85.6645 | 1.4
2025-09 | MISO | Croton | 1701 | 4 | Consumers Energy Co - (MI) | Conventional Hydroelectric | 43.4373 | -85.6645 | 1.5
2025-09 | MISO | Dan E Karn | 1702 | 3 | Consumers Energy Co - (MI) | Natural Gas Steam Turbine | 43.645 | -83.8401 | 692.5
2025-09 | MISO | Dan E Karn | 1702 | 4 | Consumers Energy Co - (MI) | Natural Gas Steam Turbine | 43.645 | -83.8401 | 709.8
2025-09 | MISO | Five Channels | 1704 | 1 | Consumers Energy Co - (MI) | Conventional Hydroelectric | 44.4555 | -83.6763 | 3
2025-09 | MISO | Five Channels | 1704 | 2 | Consumers Energy Co - (MI) | Conventional Hydroelectric | 44.4555 | -83.6763 | 3
2025-09 | MISO | Foote | 1705 | 1 | Consumers Energy Co - (MI) | Conventional Hydroelectric | 44.4354 | -83.4407 | 3
2025-09 | MISO | Foote | 1705 | 2 | Consumers Energy Co - (MI) | Conventional Hydroelectric | 44.4354 | -83.4407 | 3
2025-09 | MISO | Foote | 1705 | 3 | Consumers Energy Co - (MI) | Conventional Hydroelectric | 44.4354 | -83.4407 | 3
2025-09 | MISO | Hardy | 1707 | 1 | Consumers Energy Co - (MI) | Conventional Hydroelectric | 43.4866 | -85.6299 | 10
2025-09 | MISO | Hardy | 1707 | 2 | Consumers Energy Co - (MI) | Conventional Hydroelectric | 43.4866 | -85.6299 | 10
2025-09 | MISO | Hardy | 1707 | 3 | Consumers Energy Co - (MI) | Conventional Hydroelectric | 43.4866 | -85.6299 | 11.5
2025-09 | MISO | Hodenpyl | 1708 | 1 | Consumers Energy Co - (MI) | Conventional Hydroelectric | 44.3629 | -85.82 | 8.5
2025-09 | MISO | Hodenpyl | 1708 | 2 | Consumers Energy Co - (MI) | Conventional Hydroelectric | 44.3629 | -85.82 | 8.5
2025-09 | MISO | J H Campbell | 1710 | 1 | Consumers Energy Co - (MI) | Conventional Steam Coal | 42.9103 | -86.2007 | 265.2
2025-09 | MISO | J H Campbell | 1710 | 2 | Consumers Energy Co - (MI) | Conventional Steam Coal | 42.9103 | -86.2007 | 378.8
2025-09 | MISO | J H Campbell | 1710 | 3 | Consumers Energy Co - (MI) | Conventional Steam Coal | 42.9103 | -86.2007 | 916.8
2025-09 | MISO | Loud | 1712 | 1 | Consumers Energy Co - (MI) | Conventional Hydroelectric | 44.4631 | -83.7208 | 2
2025-09 | MISO | Loud | 1712 | 2 | Consumers Energy Co - (MI) | Conventional Hydroelectric | 44.4631 | -83.7208 | 2
2025-09 | MISO | Ludington | 1713 | 1 | Consumers Energy Co - (MI) | Hydroelectric Pumped Storage | 43.8942 | -86.4447 | 329.8
2025-09 | MISO | Ludington | 1713 | 2 | Consumers Energy Co - (MI) | Hydroelectric Pumped Storage | 43.8942 | -86.4447 | 329.8
2025-09 | MISO | Ludington | 1713 | 3 | Consumers Energy Co - (MI) | Hydroelectric Pumped Storage | 43.8942 | -86.4447 | 329.8
2025-09 | MISO | Ludington | 1713 | 4 | Consumers Energy Co - (MI) | Hydroelectric Pumped Storage | 43.8942 | -86.4447 | 329.8
2025-09 | MISO | Ludington | 1713 | 5 | Consumers Energy Co - (MI) | Hydroelectric Pumped Storage | 43.8942 | -86.4447 | 329.8
2025-09 | MISO | Ludington | 1713 | 6 | Consumers Energy Co - (MI) | Hydroelectric Pumped Storage | 43.8942 | -86.4447 | 329.8
2025-09 | MISO | Mio | 1714 | 1 | Consumers Energy Co - (MI) | Conventional Hydroelectric | 44.6611 | -84.1317 | 2.5
2025-09 | MISO | Mio | 1714 | 2 | Consumers Energy Co - (MI) | Conventional Hydroelectric | 44.6611 | -84.1317 | 2.5
2025-09 | MISO | Rogers | 1716 | 1 | Consumers Energy Co - (MI) | Conventional Hydroelectric | 43.613 | -85.4795 | 1.7
2025-09 | MISO | Rogers | 1716 | 2 | Consumers Energy Co - (MI) | Conventional Hydroelectric | 43.613 | -85.4795 | 1.7
2025-09 | MISO | Rogers | 1716 | 3 | Consumers Energy Co - (MI) | Conventional Hydroelectric | 43.613 | -85.4795 | 1.7
2025-09 | MISO | Rogers | 1716 | 4 | Consumers Energy Co - (MI) | Conventional Hydroelectric | 43.613 | -85.4795 | 1.7
2025-09 | MISO | Webber | 1722 | 1 | Consumers Energy Co - (MI) | Conventional Hydroelectric | 42.9528 | -84.9025 | 3.3
2025-09 | MISO | Webber | 1722 | 2 | Consumers Energy Co - (MI) | Conventional Hydroelectric | 42.9528 | -84.9025 | 1
2025-09 | MISO | Colfax | 1725 | 1 | DTE Electric Company | Petroleum Liquids | 42.6587 | -84.0952 | 2.7
2025-09 | MISO | Colfax | 1725 | 2 | DTE Electric Company | Petroleum Liquids | 42.6587 | -84.0952 | 2.7
2025-09 | MISO | Colfax | 1725 | 3 | DTE Electric Company | Petroleum Liquids | 42.6587 | -84.0952 | 2.7
2025-09 | MISO | Colfax | 1725 | 4 | DTE Electric Company | Petroleum Liquids | 42.6587 | -84.0952 | 2.7
2025-09 | MISO | Colfax | 1725 | 5 | DTE Electric Company | Petroleum Liquids | 42.6587 | -84.0952 | 2.7
2025-09 | MISO | Delray | 1728 | 11-1 | DTE Electric Company | Natural Gas Fired Combustion Turbine | 42.2947 | -83.1019 | 71.1
2025-09 | MISO | Delray | 1728 | 12-1 | DTE Electric Company | Natural Gas Fired Combustion Turbine | 42.2947 | -83.1019 | 71.1
2025-09 | MISO | Fermi | 1729 | 2 | DTE Electric Company | Nuclear | 41.9631 | -83.2581 | 1217
2025-09 | MISO | Fermi | 1729 | 3 | DTE Electric Company | Petroleum Liquids | 41.9631 | -83.2581 | 16
2025-09 | MISO | Fermi | 1729 | 4 | DTE Electric Company | Petroleum Liquids | 41.9631 | -83.2581 | 16
2025-09 | MISO | Fermi | 1729 | GT1 | DTE Electric Company | Petroleum Liquids | 41.9631 | -83.2581 | 16
2025-09 | MISO | Fermi | 1729 | GT2 | DTE Electric Company | Petroleum Liquids | 41.9631 | -83.2581 | 16
2025-09 | MISO | Hancock | 1730 | 1 | DTE Electric Company | Natural Gas Fired Combustion Turbine | 42.5497 | -83.4425 | 19
2025-09 | MISO | Hancock | 1730 | 3 | DTE Electric Company | Natural Gas Fired Combustion Turbine | 42.5497 | -83.4425 | 19
2025-09 | MISO | Hancock | 1730 | 5 | DTE Electric Company | Natural Gas Fired Combustion Turbine | 42.5497 | -83.4425 | 41.8
2025-09 | MISO | Hancock | 1730 | 6 | DTE Electric Company | Natural Gas Fired Combustion Turbine | 42.5497 | -83.4425 | 41.8
2025-09 | MISO | Monroe (MI) | 1733 | 1 | DTE Electric Company | Conventional Steam Coal | 41.8906 | -83.3464 | 817.2
2025-09 | MISO | Monroe (MI) | 1733 | 2 | DTE Electric Company | Conventional Steam Coal | 41.8906 | -83.3464 | 822.6
2025-09 | MISO | Monroe (MI) | 1733 | 3 | DTE Electric Company | Conventional Steam Coal | 41.8906 | -83.3464 | 822.6
2025-09 | MISO | Monroe (MI) | 1733 | 4 | DTE Electric Company | Conventional Steam Coal | 41.8906 | -83.3464 | 817.2
2025-09 | MISO | Monroe (MI) | 1733 | IC1 | DTE Electric Company | Petroleum Liquids | 41.8906 | -83.3464 | 2.7
2025-09 | MISO | Monroe (MI) | 1733 | IC2 | DTE Electric Company | Petroleum Liquids | 41.8906 | -83.3464 | 2.7
2025-09 | MISO | Monroe (MI) | 1733 | IC3 | DTE Electric Company | Petroleum Liquids | 41.8906 | -83.3464 | 2.7
2025-09 | MISO | Monroe (MI) | 1733 | IC4 | DTE Electric Company | Petroleum Liquids | 41.8906 | -83.3464 | 2.7
2025-09 | MISO | Monroe (MI) | 1733 | IC5 | DTE Electric Company | Petroleum Liquids | 41.8906 | -83.3464 | 2.7
2025-09 | MISO | Northeast (MI) | 1734 | 2 | DTE Electric Company | Natural Gas Fired Combustion Turbine | 42.45 | -83.0381 | 16
2025-09 | MISO | Northeast (MI) | 1734 | 3 | DTE Electric Company | Natural Gas Fired Combustion Turbine | 42.45 | -83.0381 | 16
2025-09 | MISO | Northeast (MI) | 1734 | 4 | DTE Electric Company | Natural Gas Fired Combustion Turbine | 42.45 | -83.0381 | 16
2025-09 | MISO | Northeast (MI) | 1734 | 5 | DTE Electric Company | Natural Gas Fired Combustion Turbine | 42.45 | -83.0381 | 23.4
2025-09 | MISO | Northeast (MI) | 1734 | 6 | DTE Electric Company | Petroleum Liquids | 42.45 | -83.0381 | 21.2
2025-09 | MISO | Northeast (MI) | 1734 | 7 | DTE Electric Company | Petroleum Liquids | 42.45 | -83.0381 | 21.2
2025-09 | MISO | Oliver | 1735 | 1 | DTE Electric Company | Petroleum Liquids | 43.8264 | -83.2383 | 2.7
2025-09 | MISO | Oliver | 1735 | 2 | DTE Electric Company | Petroleum Liquids | 43.8264 | -83.2383 | 2.7
2025-09 | MISO | Oliver | 1735 | 3 | DTE Electric Company | Petroleum Liquids | 43.8264 | -83.2383 | 2.7
2025-09 | MISO | Oliver | 1735 | 4 | DTE Electric Company | Petroleum Liquids | 43.8264 | -83.2383 | 2.7
2025-09 | MISO | Oliver | 1735 | 5 | DTE Electric Company | Petroleum Liquids | 43.8264 | -83.2383 | 2.7
2025-09 | MISO | Placid 12 | 1737 | 1 | DTE Electric Company | Petroleum Liquids | 42.7106 | -83.4569 | 2.7
2025-09 | MISO | Placid 12 | 1737 | 2 | DTE Electric Company | Petroleum Liquids | 42.7106 | -83.4569 | 2.7
2025-09 | MISO | Placid 12 | 1737 | 3 | DTE Electric Company | Petroleum Liquids | 42.7106 | -83.4569 | 2.7
2025-09 | MISO | Placid 12 | 1737 | 4 | DTE Electric Company | Petroleum Liquids | 42.7106 | -83.4569 | 2.7
2025-09 | MISO | Placid 12 | 1737 | 5 | DTE Electric Company | Petroleum Liquids | 42.7106 | -83.4569 | 2.7
2025-09 | MISO | Putnam (MI) | 1739 | 1 | DTE Electric Company | Petroleum Liquids | 42.7108 | -83.4561 | 2.7
2025-09 | MISO | Putnam (MI) | 1739 | 2 | DTE Electric Company | Petroleum Liquids | 42.7108 | -83.4561 | 2.7
2025-09 | MISO | Putnam (MI) | 1739 | 3 | DTE Electric Company | Petroleum Liquids | 42.7108 | -83.4561 | 2.7
2025-09 | MISO | Putnam (MI) | 1739 | 4 | DTE Electric Company | Petroleum Liquids | 42.7108 | -83.4561 | 2.7
2025-09 | MISO | Putnam (MI) | 1739 | 5 | DTE Electric Company | Petroleum Liquids | 42.7108 | -83.4561 | 2.7
2025-09 | MISO | St Clair | 1743 | 11 | DTE Electric Company | Natural Gas Fired Combustion Turbine | 42.7642 | -82.4719 | 18.5
2025-09 | MISO | Superior | 1744 | 1 | DTE Electric Company | Petroleum Liquids | 42.2639 | -83.6422 | 16
2025-09 | MISO | Superior | 1744 | 2 | DTE Electric Company | Petroleum Liquids | 42.2639 | -83.6422 | 16
2025-09 | MISO | Superior | 1744 | 3 | DTE Electric Company | Petroleum Liquids | 42.2639 | -83.6422 | 16
2025-09 | MISO | Superior | 1744 | 4 | DTE Electric Company | Petroleum Liquids | 42.2639 | -83.6422 | 16
2025-09 | MISO | Wilmot | 1746 | 1 | DTE Electric Company | Petroleum Liquids | 43.4566 | -83.1889 | 2.7
2025-09 | MISO | Wilmot | 1746 | 2 | DTE Electric Company | Petroleum Liquids | 43.4566 | -83.1889 | 2.7
2025-09 | MISO | Wilmot | 1746 | 3 | DTE Electric Company | Petroleum Liquids | 43.4566 | -83.1889 | 2.7
2025-09 | MISO | Wilmot | 1746 | 4 | DTE Electric Company | Petroleum Liquids | 43.4566 | -83.1889 | 2.7
2025-09 | MISO | Wilmot | 1746 | 5 | DTE Electric Company | Petroleum Liquids | 43.4566 | -83.1889 | 2.7
2025-09 | MISO | Manistique | 1750 | 1 | Cloverland Electric Co-op | Petroleum Liquids | 45.955 | -86.2563 | 2
2025-09 | MISO | Manistique | 1750 | 2 | Cloverland Electric Co-op | Petroleum Liquids | 45.955 | -86.2563 | 2.8
2025-09 | MISO | Edison Sault | 1751 | 10 | Cloverland Electric Co-op | Conventional Hydroelectric | 46.4974 | -84.332 | 0.6
2025-09 | MISO | Edison Sault | 1751 | 11 | Cloverland Electric Co-op | Conventional Hydroelectric | 46.4974 | -84.332 | 0.6
2025-09 | MISO | Edison Sault | 1751 | 12 | Cloverland Electric Co-op | Conventional Hydroelectric | 46.4974 | -84.332 | 0.6
2025-09 | MISO | Edison Sault | 1751 | 13 | Cloverland Electric Co-op | Conventional Hydroelectric | 46.4974 | -84.332 | 0.6
2025-09 | MISO | Edison Sault | 1751 | 14 | Cloverland Electric Co-op | Conventional Hydroelectric | 46.4974 | -84.332 | 0.6
2025-09 | MISO | Edison Sault | 1751 | 15 | Cloverland Electric Co-op | Conventional Hydroelectric | 46.4974 | -84.332 | 0.6
2025-09 | MISO | Edison Sault | 1751 | 16 | Cloverland Electric Co-op | Conventional Hydroelectric | 46.4974 | -84.332 | 0.6
2025-09 | MISO | Edison Sault | 1751 | 17 | Cloverland Electric Co-op | Conventional Hydroelectric | 46.4974 | -84.332 | 0.6
2025-09 | MISO | Edison Sault | 1751 | 18 | Cloverland Electric Co-op | Conventional Hydroelectric | 46.4974 | -84.332 | 0.6
2025-09 | MISO | Edison Sault | 1751 | 19 | Cloverland Electric Co-op | Conventional Hydroelectric | 46.4974 | -84.332 | 0.6
2025-09 | MISO | Edison Sault | 1751 | 20 | Cloverland Electric Co-op | Conventional Hydroelectric | 46.4974 | -84.332 | 0.6
2025-09 | MISO | Edison Sault | 1751 | 21 | Cloverland Electric Co-op | Conventional Hydroelectric | 46.4974 | -84.332 | 0.6
2025-09 | MISO | Edison Sault | 1751 | 22 | Cloverland Electric Co-op | Conventional Hydroelectric | 46.4974 | -84.332 | 0.6
2025-09 | MISO | Edison Sault | 1751 | 23 | Cloverland Electric Co-op | Conventional Hydroelectric | 46.4974 | -84.332 | 0.6
2025-09 | MISO | Edison Sault | 1751 | 24 | Cloverland Electric Co-op | Conventional Hydroelectric | 46.4974 | -84.332 | 0.6
2025-09 | MISO | Edison Sault | 1751 | 25 | Cloverland Electric Co-op | Conventional Hydroelectric | 46.4974 | -84.332 | 0.6
2025-09 | MISO | Edison Sault | 1751 | 26 | Cloverland Electric Co-op | Conventional Hydroelectric | 46.4974 | -84.332 | 0.6
2025-09 | MISO | Edison Sault | 1751 | 27 | Cloverland Electric Co-op | Conventional Hydroelectric | 46.4974 | -84.332 | 0.6
2025-09 | MISO | Edison Sault | 1751 | 28 | Cloverland Electric Co-op | Conventional Hydroelectric | 46.4974 | -84.332 | 0.6
2025-09 | MISO | Edison Sault | 1751 | 29 | Cloverland Electric Co-op | Conventional Hydroelectric | 46.4974 | -84.332 | 0.6
2025-09 | MISO | Edison Sault | 1751 | 30 | Cloverland Electric Co-op | Conventional Hydroelectric | 46.4974 | -84.332 | 0.6
2025-09 | MISO | Edison Sault | 1751 | 31 | Cloverland Electric Co-op | Conventional Hydroelectric | 46.4974 | -84.332 | 0.6
2025-09 | MISO | Edison Sault | 1751 | 32 | Cloverland Electric Co-op | Conventional Hydroelectric | 46.4974 | -84.332 | 0.6
2025-09 | MISO | Edison Sault | 1751 | 33 | Cloverland Electric Co-op | Conventional Hydroelectric | 46.4974 | -84.332 | 0.6
2025-09 | MISO | Edison Sault | 1751 | 34 | Cloverland Electric Co-op | Conventional Hydroelectric | 46.4974 | -84.332 | 0.6
2025-09 | MISO | Edison Sault | 1751 | 35 | Cloverland Electric Co-op | Conventional Hydroelectric | 46.4974 | -84.332 | 0.6
2025-09 | MISO | Edison Sault | 1751 | 36 | Cloverland Electric Co-op | Conventional Hydroelectric | 46.4974 | -84.332 | 0.6
2025-09 | MISO | Edison Sault | 1751 | 37 | Cloverland Electric Co-op | Conventional Hydroelectric | 46.4974 | -84.332 | 0.6
2025-09 | MISO | Edison Sault | 1751 | 38 | Cloverland Electric Co-op | Conventional Hydroelectric | 46.4974 | -84.332 | 0.6
2025-09 | MISO | Edison Sault | 1751 | 39 | Cloverland Electric Co-op | Conventional Hydroelectric | 46.4974 | -84.332 | 0.6
2025-09 | MISO | Edison Sault | 1751 | 40 | Cloverland Electric Co-op | Conventional Hydroelectric | 46.4974 | -84.332 | 0.6
2025-09 | MISO | Edison Sault | 1751 | 41 | Cloverland Electric Co-op | Conventional Hydroelectric | 46.4974 | -84.332 | 0.6
2025-09 | MISO | Edison Sault | 1751 | 42 | Cloverland Electric Co-op | Conventional Hydroelectric | 46.4974 | -84.332 | 0.5
2025-09 | MISO | Edison Sault | 1751 | 45 | Cloverland Electric Co-op | Conventional Hydroelectric | 46.4974 | -84.332 | 0.6
2025-09 | MISO | Edison Sault | 1751 | 46 | Cloverland Electric Co-op | Conventional Hydroelectric | 46.4974 | -84.332 | 0.6
2025-09 | MISO | Edison Sault | 1751 | 47 | Cloverland Electric Co-op | Conventional Hydroelectric | 46.4974 | -84.332 | 0.6
2025-09 | MISO | Edison Sault | 1751 | 48 | Cloverland Electric Co-op | Conventional Hydroelectric | 46.4974 | -84.332 | 0.6
2025-09 | MISO | Edison Sault | 1751 | 49 | Cloverland Electric Co-op | Conventional Hydroelectric | 46.4974 | -84.332 | 0.6
2025-09 | MISO | Edison Sault | 1751 | 50 | Cloverland Electric Co-op | Conventional Hydroelectric | 46.4974 | -84.332 | 0.6
2025-09 | MISO | Edison Sault | 1751 | 51 | Cloverland Electric Co-op | Conventional Hydroelectric | 46.4974 | -84.332 | 0.6
2025-09 | MISO | Edison Sault | 1751 | 52 | Cloverland Electric Co-op | Conventional Hydroelectric | 46.4974 | -84.332 | 0.6
2025-09 | MISO | Edison Sault | 1751 | 53 | Cloverland Electric Co-op | Conventional Hydroelectric | 46.4974 | -84.332 | 0.6
2025-09 | MISO | Edison Sault | 1751 | 54 | Cloverland Electric Co-op | Conventional Hydroelectric | 46.4974 | -84.332 | 0.6
2025-09 | MISO | Edison Sault | 1751 | 55 | Cloverland Electric Co-op | Conventional Hydroelectric | 46.4974 | -84.332 | 0.6
2025-09 | MISO | Edison Sault | 1751 | 56 | Cloverland Electric Co-op | Conventional Hydroelectric | 46.4974 | -84.332 | 0.6
2025-09 | MISO | Edison Sault | 1751 | 57 | Cloverland Electric Co-op | Conventional Hydroelectric | 46.4974 | -84.332 | 0.6
2025-09 | MISO | Edison Sault | 1751 | 58 | Cloverland Electric Co-op | Conventional Hydroelectric | 46.4974 | -84.332 | 0.6
2025-09 | MISO | Edison Sault | 1751 | 59 | Cloverland Electric Co-op | Conventional Hydroelectric | 46.4974 | -84.332 | 0.6
2025-09 | MISO | Edison Sault | 1751 | 6 | Cloverland Electric Co-op | Conventional Hydroelectric | 46.4974 | -84.332 | 0.6
2025-09 | MISO | Edison Sault | 1751 | 60 | Cloverland Electric Co-op | Conventional Hydroelectric | 46.4974 | -84.332 | 0.6
2025-09 | MISO | Edison Sault | 1751 | 61 | Cloverland Electric Co-op | Conventional Hydroelectric | 46.4974 | -84.332 | 0.6
2025-09 | MISO | Edison Sault | 1751 | 62 | Cloverland Electric Co-op | Conventional Hydroelectric | 46.4974 | -84.332 | 0.5
2025-09 | MISO | Edison Sault | 1751 | 63 | Cloverland Electric Co-op | Conventional Hydroelectric | 46.4974 | -84.332 | 0.5
2025-09 | MISO | Edison Sault | 1751 | 64 | Cloverland Electric Co-op | Conventional Hydroelectric | 46.4974 | -84.332 | 0.5
2025-09 | MISO | Edison Sault | 1751 | 65 | Cloverland Electric Co-op | Conventional Hydroelectric | 46.4974 | -84.332 | 0.5
2025-09 | MISO | Edison Sault | 1751 | 66 | Cloverland Electric Co-op | Conventional Hydroelectric | 46.4974 | -84.332 | 0.5
2025-09 | MISO | Edison Sault | 1751 | 67 | Cloverland Electric Co-op | Conventional Hydroelectric | 46.4974 | -84.332 | 0.5
2025-09 | MISO | Edison Sault | 1751 | 68 | Cloverland Electric Co-op | Conventional Hydroelectric | 46.4974 | -84.332 | 0.5
2025-09 | MISO | Edison Sault | 1751 | 69 | Cloverland Electric Co-op | Conventional Hydroelectric | 46.4974 | -84.332 | 0.5
2025-09 | MISO | Edison Sault | 1751 | 7 | Cloverland Electric Co-op | Conventional Hydroelectric | 46.4974 | -84.332 | 0.6
2025-09 | MISO | Edison Sault | 1751 | 70 | Cloverland Electric Co-op | Conventional Hydroelectric | 46.4974 | -84.332 | 0.5
2025-09 | MISO | Edison Sault | 1751 | 71 | Cloverland Electric Co-op | Conventional Hydroelectric | 46.4974 | -84.332 | 0.5
2025-09 | MISO | Edison Sault | 1751 | 72 | Cloverland Electric Co-op | Conventional Hydroelectric | 46.4974 | -84.332 | 0.5
2025-09 | MISO | Edison Sault | 1751 | 73 | Cloverland Electric Co-op | Conventional Hydroelectric | 46.4974 | -84.332 | 0.5
2025-09 | MISO | Edison Sault | 1751 | 74 | Cloverland Electric Co-op | Conventional Hydroelectric | 46.4974 | -84.332 | 0.5
2025-09 | MISO | Edison Sault | 1751 | 75 | Cloverland Electric Co-op | Conventional Hydroelectric | 46.4974 | -84.332 | 0.5
2025-09 | MISO | Edison Sault | 1751 | 76 | Cloverland Electric Co-op | Conventional Hydroelectric | 46.4974 | -84.332 | 0.5
2025-09 | MISO | Edison Sault | 1751 | 77 | Cloverland Electric Co-op | Conventional Hydroelectric | 46.4974 | -84.332 | 0.5
2025-09 | MISO | Edison Sault | 1751 | 78 | Cloverland Electric Co-op | Conventional Hydroelectric | 46.4974 | -84.332 | 0.5
2025-09 | MISO | Edison Sault | 1751 | 79 | Cloverland Electric Co-op | Conventional Hydroelectric | 46.4974 | -84.332 | 0.5
2025-09 | MISO | Edison Sault | 1751 | 8 | Cloverland Electric Co-op | Conventional Hydroelectric | 46.4974 | -84.332 | 0.6
2025-09 | MISO | Edison Sault | 1751 | 80 | Cloverland Electric Co-op | Conventional Hydroelectric | 46.4974 | -84.332 | 0.5
2025-09 | MISO | Edison Sault | 1751 | 9 | Cloverland Electric Co-op | Conventional Hydroelectric | 46.4974 | -84.332 | 0.6
2025-09 | PJM | Berrien Springs | 1753 | 10 | Indiana Michigan Power Co | Conventional Hydroelectric | 41.9439 | -86.3289 | 0.6
2025-09 | PJM | Berrien Springs | 1753 | 11 | Indiana Michigan Power Co | Conventional Hydroelectric | 41.9439 | -86.3289 | 0.6
2025-09 | PJM | Berrien Springs | 1753 | 12 | Indiana Michigan Power Co | Conventional Hydroelectric | 41.9439 | -86.3289 | 0.6
2025-09 | PJM | Berrien Springs | 1753 | 1A | Indiana Michigan Power Co | Conventional Hydroelectric | 41.9439 | -86.3289 | 0.6
2025-09 | PJM | Berrien Springs | 1753 | 2A | Indiana Michigan Power Co | Conventional Hydroelectric | 41.9439 | -86.3289 | 0.6
2025-09 | PJM | Berrien Springs | 1753 | 3A | Indiana Michigan Power Co | Conventional Hydroelectric | 41.9439 | -86.3289 | 0.6
2025-09 | PJM | Berrien Springs | 1753 | 4A | Indiana Michigan Power Co | Conventional Hydroelectric | 41.9439 | -86.3289 | 0.6
2025-09 | PJM | Berrien Springs | 1753 | 5 | Indiana Michigan Power Co | Conventional Hydroelectric | 41.9439 | -86.3289 | 0.6
2025-09 | PJM | Berrien Springs | 1753 | 6 | Indiana Michigan Power Co | Conventional Hydroelectric | 41.9439 | -86.3289 | 0.6
2025-09 | PJM | Berrien Springs | 1753 | 7 | Indiana Michigan Power Co | Conventional Hydroelectric | 41.9439 | -86.3289 | 0.6
2025-09 | PJM | Berrien Springs | 1753 | 8 | Indiana Michigan Power Co | Conventional Hydroelectric | 41.9439 | -86.3289 | 0.6
2025-09 | PJM | Berrien Springs | 1753 | 9 | Indiana Michigan Power Co | Conventional Hydroelectric | 41.9439 | -86.3289 | 0.6
2025-09 | PJM | Buchanan (MI) | 1754 | 1 | Indiana Michigan Power Co | Conventional Hydroelectric | 41.8396 | -86.3511 | 0.4
2025-09 | PJM | Buchanan (MI) | 1754 | 10 | Indiana Michigan Power Co | Conventional Hydroelectric | 41.8396 | -86.3511 | 0.5
2025-09 | PJM | Buchanan (MI) | 1754 | 2 | Indiana Michigan Power Co | Conventional Hydroelectric | 41.8396 | -86.3511 | 0.4
2025-09 | PJM | Buchanan (MI) | 1754 | 3 | Indiana Michigan Power Co | Conventional Hydroelectric | 41.8396 | -86.3511 | 0.4
2025-09 | PJM | Buchanan (MI) | 1754 | 4 | Indiana Michigan Power Co | Conventional Hydroelectric | 41.8396 | -86.3511 | 0.4
2025-09 | PJM | Buchanan (MI) | 1754 | 5 | Indiana Michigan Power Co | Conventional Hydroelectric | 41.8396 | -86.3511 | 0.4
2025-09 | PJM | Buchanan (MI) | 1754 | 6 | Indiana Michigan Power Co | Conventional Hydroelectric | 41.8396 | -86.3511 | 0.4
2025-09 | PJM | Buchanan (MI) | 1754 | 7 | Indiana Michigan Power Co | Conventional Hydroelectric | 41.8396 | -86.3511 | 0.5
2025-09 | PJM | Buchanan (MI) | 1754 | 8 | Indiana Michigan Power Co | Conventional Hydroelectric | 41.8396 | -86.3511 | 0.5
2025-09 | PJM | Buchanan (MI) | 1754 | 9 | Indiana Michigan Power Co | Conventional Hydroelectric | 41.8396 | -86.3511 | 0.5
2025-09 | MISO | Saxon Falls | 1756 | 1 | Northern States Power Co - Minnesota | Conventional Hydroelectric | 46.5392 | -90.3742 | 0.8
2025-09 | MISO | Saxon Falls | 1756 | 2 | Northern States Power Co - Minnesota | Conventional Hydroelectric | 46.5392 | -90.3742 | 0.8
2025-09 | MISO | Superior Falls | 1757 | 1 | Northern States Power Co - Minnesota | Conventional Hydroelectric | 46.5646 | -90.4161 | 0.7
2025-09 | MISO | Superior Falls | 1757 | 2 | Northern States Power Co - Minnesota | Conventional Hydroelectric | 46.5646 | -90.4161 | 0.7
2025-09 | PJM | Constantine | 1760 | 1 | Indiana Michigan Power Co | Conventional Hydroelectric | 41.8436 | -85.6694 | 0.3
2025-09 | PJM | Constantine | 1760 | 2 | Indiana Michigan Power Co | Conventional Hydroelectric | 41.8436 | -85.6694 | 0.3
2025-09 | PJM | Constantine | 1760 | 3 | Indiana Michigan Power Co | Conventional Hydroelectric | 41.8436 | -85.6694 | 0.3
2025-09 | PJM | Constantine | 1760 | 4 | Indiana Michigan Power Co | Conventional Hydroelectric | 41.8436 | -85.6694 | 0.3
2025-09 | PJM | Mottville | 1761 | 1 | Indiana Michigan Power Co | Conventional Hydroelectric | 41.8056 | -85.7505 | 0.4
2025-09 | PJM | Mottville | 1761 | 2 | Indiana Michigan Power Co | Conventional Hydroelectric | 41.8056 | -85.7505 | 0.4
2025-09 | PJM | Mottville | 1761 | 3 | Indiana Michigan Power Co | Conventional Hydroelectric | 41.8056 | -85.7505 | 0.4
2025-09 | PJM | Mottville | 1761 | 4 | Indiana Michigan Power Co | Conventional Hydroelectric | 41.8056 | -85.7505 | 0.4
2025-09 | MISO | John H Warden | 1772 | 1 | L'Anse Warden Electric Company LLC | Wood/Wood Waste Biomass | 46.7553 | -88.4558 | 22
2025-09 | MISO | Prickett | 1773 | 1 | Upper Peninsula Power Company | Conventional Hydroelectric | 46.7261 | -88.6625 | 1.1
2025-09 | MISO | Prickett | 1773 | 2 | Upper Peninsula Power Company | Conventional Hydroelectric | 46.7261 | -88.6625 | 1.1
2025-09 | MISO | Victoria Dam | 1774 | 1 | Upper Peninsula Power Company | Conventional Hydroelectric | 46.6964 | -89.2089 | 6
2025-09 | MISO | Victoria Dam | 1774 | 2 | Upper Peninsula Power Company | Conventional Hydroelectric | 46.6964 | -89.2089 | 6
2025-09 | MISO | Brule | 1775 | 1 | Wisconsin Electric Power Co | Conventional Hydroelectric | 45.9472 | -88.2189 | 1.3
2025-09 | MISO | Brule | 1775 | 2 | Wisconsin Electric Power Co | Conventional Hydroelectric | 45.9472 | -88.2189 | 2
2025-09 | MISO | Chalk Hill | 1776 | 1 | Wisconsin Electric Power Co | Conventional Hydroelectric | 45.5136 | -87.8011 | 2.6
2025-09 | MISO | Chalk Hill | 1776 | 2 | Wisconsin Electric Power Co | Conventional Hydroelectric | 45.5136 | -87.8011 | 2.6
2025-09 | MISO | Chalk Hill | 1776 | 3 | Wisconsin Electric Power Co | Conventional Hydroelectric | 45.5136 | -87.8011 | 2.6
2025-09 | MISO | Hemlock Falls | 1777 | 1 | Wisconsin Electric Power Co | Conventional Hydroelectric | 46.1311 | -88.225 | 2.8
2025-09 | MISO | Kingsford | 1778 | 1 | Wisconsin Electric Power Co | Conventional Hydroelectric | 45.808 | -88.1251 | 2.4
2025-09 | MISO | Kingsford | 1778 | 2 | Wisconsin Electric Power Co | Conventional Hydroelectric | 45.808 | -88.1251 | 2.4
2025-09 | MISO | Kingsford | 1778 | 3 | Wisconsin Electric Power Co | Conventional Hydroelectric | 45.808 | -88.1251 | 2.4
2025-09 | MISO | Michigamme Falls | 1780 | 1 | Wisconsin Electric Power Co | Conventional Hydroelectric | 45.9553 | -88.1958 | 4.8
2025-09 | MISO | Michigamme Falls | 1780 | 2 | Wisconsin Electric Power Co | Conventional Hydroelectric | 45.9553 | -88.1958 | 4.8
2025-09 | MISO | Peavy Falls | 1781 | 1 | Wisconsin Electric Power Co | Conventional Hydroelectric | 45.9908 | -88.2105 | 6
2025-09 | MISO | Peavy Falls | 1781 | 2 | Wisconsin Electric Power Co | Conventional Hydroelectric | 45.9908 | -88.2105 | 6
2025-09 | MISO | Way Dam | 1785 | 1 | Wisconsin Electric Power Co | Conventional Hydroelectric | 46.1592 | -88.2353 | 1.8
2025-09 | MISO | White Rapids | 1786 | 1 | Wisconsin Electric Power Co | Conventional Hydroelectric | 45.4821 | -87.8022 | 3
2025-09 | MISO | White Rapids | 1786 | 2 | Wisconsin Electric Power Co | Conventional Hydroelectric | 45.4821 | -87.8022 | 3
2025-09 | MISO | White Rapids | 1786 | 3 | Wisconsin Electric Power Co | Conventional Hydroelectric | 45.4821 | -87.8022 | 2
2025-09 | MISO | Grand Rapids | 1787 | 1 | Wisconsin Public Service Corp | Conventional Hydroelectric | 45.3547 | -87.6494 | 1.1
2025-09 | MISO | Grand Rapids | 1787 | 2 | Wisconsin Public Service Corp | Conventional Hydroelectric | 45.3547 | -87.6494 | 1.1
2025-09 | MISO | Grand Rapids | 1787 | 4 | Wisconsin Public Service Corp | Conventional Hydroelectric | 45.3547 | -87.6494 | 1.9
2025-09 | MISO | Grand Rapids | 1787 | 5 | Wisconsin Public Service Corp | Conventional Hydroelectric | 45.3547 | -87.6494 | 1.9
2025-09 | MISO | Crystal Falls | 1821 | 1 | City of Crystal Falls | Conventional Hydroelectric | 46.1063 | -88.3345 | 0.3
2025-09 | MISO | Crystal Falls | 1821 | 2 | City of Crystal Falls | Conventional Hydroelectric | 46.1063 | -88.3345 | 0.3
2025-09 | MISO | Crystal Falls | 1821 | 3 | City of Crystal Falls | Conventional Hydroelectric | 46.1063 | -88.3345 | 0.4
2025-09 | MISO | Hart | 1827 | 4 | City of Hart Hydro - (MI) | Natural Gas Internal Combustion Engine | 43.7041 | -86.3663 | 1.4
2025-09 | MISO | Hart | 1827 | IC1 | City of Hart Hydro - (MI) | Petroleum Liquids | 43.7041 | -86.3663 | 1.7
2025-09 | MISO | Hart | 1827 | IC3 | City of Hart Hydro - (MI) | Petroleum Liquids | 43.7041 | -86.3663 | 2
2025-09 | MISO | Hillsdale | 1829 | 5 | Hillsdale Board of Public Wks | Natural Gas Internal Combustion Engine | 41.9061 | -84.6319 | 5.6
2025-09 | MISO | Hillsdale | 1829 | 6 | Hillsdale Board of Public Wks | Natural Gas Internal Combustion Engine | 41.9061 | -84.6319 | 6
2025-09 | MISO | Plant Four | 1840 | CT1 | City of Marquette - (MI) | Petroleum Liquids | 46.576 | -87.4036 | 24
2025-09 | MISO | James R Smith | 1842 | 1 | City of Marquette - (MI) | Conventional Hydroelectric | 46.5716 | -87.4105 | 1.6
2025-09 | MISO | James R Smith | 1842 | 2 | City of Marquette - (MI) | Conventional Hydroelectric | 46.5716 | -87.4105 | 1.6
2025-09 | MISO | Marshall (MI) | 1844 | 1 | City of Marshall - (MI) | Conventional Hydroelectric | 42.2717 | -84.9411 | 0.2
2025-09 | MISO | Marshall (MI) | 1844 | 3 | City of Marshall - (MI) | Conventional Hydroelectric | 42.2717 | -84.9411 | 0.1
2025-09 | MISO | Marshall (MI) | 1844 | IC3 | City of Marshall - (MI) | Natural Gas Internal Combustion Engine | 42.2717 | -84.9411 | 2.1
2025-09 | MISO | Marshall (MI) | 1844 | IC5 | City of Marshall - (MI) | Natural Gas Internal Combustion Engine | 42.2717 | -84.9411 | 1.7
2025-09 | MISO | Marshall (MI) | 1844 | IC6 | City of Marshall - (MI) | Natural Gas Internal Combustion Engine | 42.2717 | -84.9411 | 5.7
2025-09 | MISO | Norway (MI) | 1848 | 1 | City of Norway | Conventional Hydroelectric | 45.7412 | -87.8628 | 2.7
2025-09 | MISO | Norway (MI) | 1848 | 2 | City of Norway | Conventional Hydroelectric | 45.7412 | -87.8628 | 1.2
2025-09 | MISO | Norway (MI) | 1848 | 3 | City of Norway | Conventional Hydroelectric | 45.7412 | -87.8628 | 1.2
2025-09 | MISO | Norway (MI) | 1848 | 4 | City of Norway | Conventional Hydroelectric | 45.7412 | -87.8628 | 1.2
2025-09 | MISO | Frank Jenkins | 1851 | 4 | City of Portland - (MI) | Petroleum Liquids | 42.8686 | -84.8956 | 0.8
2025-09 | MISO | Frank Jenkins | 1851 | 5 | City of Portland - (MI) | Petroleum Liquids | 42.8686 | -84.8956 | 2
2025-09 | MISO | Frank Jenkins | 1851 | 6 | City of Portland - (MI) | Petroleum Liquids | 42.8686 | -84.8956 | 1
2025-09 | MISO | St Louis | 1852 | 1 | City of St Louis - (MI) | Petroleum Liquids | 43.4019 | -84.6014 | 1.3
2025-09 | MISO | St Louis | 1852 | 5 | City of St Louis - (MI) | Conventional Hydroelectric | 43.4019 | -84.6014 | 0.2
2025-09 | MISO | St Louis | 1852 | 6 | City of St Louis - (MI) | Conventional Hydroelectric | 43.4019 | -84.6014 | 0.2
2025-09 | MISO | St Louis | 1852 | 7 | City of St Louis - (MI) | Petroleum Liquids | 43.4019 | -84.6014 | 1.1
2025-09 | MISO | St Louis | 1852 | 8 | City of St Louis - (MI) | Petroleum Liquids | 43.4019 | -84.6014 | 1.5
2025-09 | MISO | St Louis | 1852 | 9 | City of St Louis - (MI) | Petroleum Liquids | 43.4019 | -84.6014 | 1.3
2025-09 | MISO | Main Street (MI) | 1853 | 1 | Village of Sebewaing - (MI) | Petroleum Liquids | 43.7325 | -83.4533 | 1
2025-09 | MISO | Main Street (MI) | 1853 | 2 | Village of Sebewaing - (MI) | Petroleum Liquids | 43.7325 | -83.4533 | 0.9
2025-09 | MISO | Main Street (MI) | 1853 | 3 | Village of Sebewaing - (MI) | Petroleum Liquids | 43.7325 | -83.4533 | 1.1
2025-09 | MISO | Main Street (MI) | 1853 | 4 | Village of Sebewaing - (MI) | Petroleum Liquids | 43.7325 | -83.4533 | 1.3
2025-09 | MISO | Main Street (MI) | 1853 | 5 | Village of Sebewaing - (MI) | Petroleum Liquids | 43.7325 | -83.4533 | 1.1
2025-09 | MISO | Main Street (MI) | 1853 | 6 | Village of Sebewaing - (MI) | Petroleum Liquids | 43.7325 | -83.4533 | 0.6
2025-09 | PJM | Sturgis City Diesel Plant | 1855 | 6 | City of Sturgis - (MI) | Natural Gas Internal Combustion Engine | 41.7992 | -85.4256 | 6
2025-09 | PJM | Hydro Plant | 1856 | 1 | City of Sturgis - (MI) | Conventional Hydroelectric | 41.9711 | -85.5381 | 0.4
2025-09 | PJM | Hydro Plant | 1856 | 2 | City of Sturgis - (MI) | Conventional Hydroelectric | 41.9711 | -85.5381 | 0.4
2025-09 | PJM | Hydro Plant | 1856 | 3 | City of Sturgis - (MI) | Conventional Hydroelectric | 41.9711 | -85.5381 | 0.7
2025-09 | PJM | Hydro Plant | 1856 | 4 | City of Sturgis - (MI) | Conventional Hydroelectric | 41.9711 | -85.5381 | 0.7
2025-09 | MISO | Saint Marys Falls | 1865 | 1 | USACE-Detroit District | Conventional Hydroelectric | 46.5063 | -84.3493 | 6.2
2025-09 | MISO | Saint Marys Falls | 1865 | 10 | USACE-Detroit District | Conventional Hydroelectric | 46.5063 | -84.3493 | 2.6
2025-09 | MISO | Saint Marys Falls | 1865 | 2 | USACE-Detroit District | Conventional Hydroelectric | 46.5063 | -84.3493 | 6.2
2025-09 | MISO | Saint Marys Falls | 1865 | 3 | USACE-Detroit District | Conventional Hydroelectric | 46.5063 | -84.3493 | 6.2
2025-09 | MISO | Saint Marys Falls | 1865 | 3A | USACE-Detroit District | Conventional Hydroelectric | 46.5063 | -84.3493 | 2.5
2025-09 | MISO | Wyandotte | 1866 | 4 | Wyandotte Municipal Serv Comm | Natural Gas Steam Turbine | 42.2081 | -83.1453 | 11.5
2025-09 | MISO | Wyandotte | 1866 | 7 | Wyandotte Municipal Serv Comm | Natural Gas Steam Turbine | 42.2081 | -83.1453 | 32
2025-09 | MISO | Wyandotte | 1866 | DG1 | Wyandotte Municipal Serv Comm | Petroleum Liquids | 42.2081 | -83.1453 | 1.8
2025-09 | MISO | Wyandotte | 1866 | DG2 | Wyandotte Municipal Serv Comm | Petroleum Liquids | 42.2081 | -83.1453 | 1.8
2025-09 | MISO | Wyandotte | 1866 | DG3 | Wyandotte Municipal Serv Comm | Petroleum Liquids | 42.2081 | -83.1453 | 1.8
2025-09 | MISO | Zeeland | 1867 | 1 | City of Zeeland - (MI) | Natural Gas Internal Combustion Engine | 42.8067 | -86.0558 | 1.4
2025-09 | MISO | Zeeland | 1867 | 10 | City of Zeeland - (MI) | Natural Gas Internal Combustion Engine | 42.8067 | -86.0558 | 5.6
2025-09 | MISO | Zeeland | 1867 | 11 | City of Zeeland - (MI) | Natural Gas Internal Combustion Engine | 42.8067 | -86.0558 | 6
2025-09 | MISO | Zeeland | 1867 | 2 | City of Zeeland - (MI) | Natural Gas Internal Combustion Engine | 42.8067 | -86.0558 | 1.1
2025-09 | MISO | Zeeland | 1867 | 7 | City of Zeeland - (MI) | Natural Gas Internal Combustion Engine | 42.8067 | -86.0558 | 2
2025-09 | MISO | Zeeland | 1867 | 8 | City of Zeeland - (MI) | Natural Gas Internal Combustion Engine | 42.8067 | -86.0558 | 1.7
2025-09 | MISO | Zeeland | 1867 | 9 | City of Zeeland - (MI) | Natural Gas Internal Combustion Engine | 42.8067 | -86.0558 | 4.5
2025-09 | MISO | Dafter | 1868 | 1C | Cloverland Electric Co-op | Petroleum Liquids | 46.3744 | -84.4172 | 2
2025-09 | MISO | Dafter | 1868 | 2C | Cloverland Electric Co-op | Petroleum Liquids | 46.3744 | -84.4172 | 2
2025-09 | MISO | Dafter | 1868 | 3C | Cloverland Electric Co-op | Petroleum Liquids | 46.3744 | -84.4172 | 2
2025-09 | MISO | Dafter | 1868 | 4 | Cloverland Electric Co-op | Petroleum Liquids | 46.3744 | -84.4172 | 3
2025-09 | MISO | Dafter | 1868 | 4C | Cloverland Electric Co-op | Petroleum Liquids | 46.3744 | -84.4172 | 2
2025-09 | MISO | Kleber | 1871 | K1 | Tower Kleber Ltd Partnership | Conventional Hydroelectric | 45.392 | -84.3333 | 0.6
2025-09 | MISO | Kleber | 1871 | K2 | Tower Kleber Ltd Partnership | Conventional Hydroelectric | 45.392 | -84.3333 | 0.6
2025-09 | MISO | Kleber | 1871 | T1 | Tower Kleber Ltd Partnership | Conventional Hydroelectric | 45.392 | -84.3333 | 0.3
2025-09 | MISO | Kleber | 1871 | T2 | Tower Kleber Ltd Partnership | Conventional Hydroelectric | 45.392 | -84.3333 | 0.3
2025-09 | MISO | Tower | 1873 | GT4 | Wolverine Power Supply Coop | Petroleum Liquids | 45.3628 | -84.295 | 21.3
2025-09 | MISO | Caro | 1874 | 1 | Thumb Electric Coop of Mich | Petroleum Liquids | 43.4659 | -83.3278 | 1.3
2025-09 | MISO | Caro | 1874 | 2 | Thumb Electric Coop of Mich | Petroleum Liquids | 43.4659 | -83.3278 | 1.3
2025-09 | MISO | Caro | 1874 | 3 | Thumb Electric Coop of Mich | Petroleum Liquids | 43.4659 | -83.3278 | 1.3
2025-09 | MISO | Caro | 1874 | 4 | Thumb Electric Coop of Mich | Petroleum Liquids | 43.4659 | -83.3278 | 1.5
2025-09 | MISO | Caro | 1874 | 5 | Thumb Electric Coop of Mich | Petroleum Liquids | 43.4659 | -83.3278 | 2
2025-09 | MISO | Caro | 1874 | 6 | Thumb Electric Coop of Mich | Petroleum Liquids | 43.4659 | -83.3278 | 2
2025-09 | MISO | Ubly | 1875 | 1 | Thumb Electric Coop of Mich | Petroleum Liquids | 43.7217 | -82.9388 | 0.6
2025-09 | MISO | Ubly | 1875 | 2 | Thumb Electric Coop of Mich | Petroleum Liquids | 43.7217 | -82.9388 | 0.7
2025-09 | MISO | Ubly | 1875 | 3 | Thumb Electric Coop of Mich | Petroleum Liquids | 43.7217 | -82.9388 | 0.7
2025-09 | MISO | Ubly | 1875 | 4 | Thumb Electric Coop of Mich | Petroleum Liquids | 43.7217 | -82.9388 | 0.9
2025-09 | MISO | Ubly | 1875 | 5 | Thumb Electric Coop of Mich | Petroleum Liquids | 43.7217 | -82.9388 | 1.5
2025-09 | MISO | Ubly | 1875 | 6 | Thumb Electric Coop of Mich | Petroleum Liquids | 43.7217 | -82.9388 | 1.5
2025-09 | MISO | Ubly | 1875 | 7 | Thumb Electric Coop of Mich | Petroleum Liquids | 43.7217 | -82.9388 | 2.5
2025-09 | MISO | Ubly | 1875 | 8 | Thumb Electric Coop of Mich | Petroleum Liquids | 43.7217 | -82.9388 | 2.5
2025-09 | MISO | Ubly | 1875 | 9 | Thumb Electric Coop of Mich | Petroleum Liquids | 43.7217 | -82.9388 | 1.5
2025-09 | MISO | George Johnson | 1877 | 10 | Wolverine Power Supply Coop | Natural Gas Fired Combustion Turbine | 43.8393 | -85.426 | 25
2025-09 | MISO | George Johnson | 1877 | 11 | Wolverine Power Supply Coop | Petroleum Liquids | 43.8393 | -85.426 | 1
2025-09 | MISO | George Johnson | 1877 | 9 | Wolverine Power Supply Coop | Natural Gas Fired Combustion Turbine | 43.8393 | -85.426 | 25
2025-09 | MISO | Claude Vandyke | 1880 | 8 | Wolverine Power Supply Coop | Natural Gas Fired Combustion Turbine | 42.731 | -85.8551 | 24.8
2025-09 | MISO | Vestaburg | 1881 | 8 | Wolverine Power Supply Coop | Natural Gas Fired Combustion Turbine | 43.4016 | -84.9141 | 23.7
2025-09 | MISO | Syl Laskin | 1891 | 1 | ALLETE, Inc. | Natural Gas Steam Turbine | 47.5306 | -92.1619 | 58
2025-09 | MISO | Syl Laskin | 1891 | 2 | ALLETE, Inc. | Natural Gas Steam Turbine | 47.5306 | -92.1619 | 58
2025-09 | MISO | Blanchard | 1892 | 1 | ALLETE, Inc. | Conventional Hydroelectric | 45.8614 | -94.3592 | 6
2025-09 | MISO | Blanchard | 1892 | 2 | ALLETE, Inc. | Conventional Hydroelectric | 45.8614 | -94.3592 | 6
2025-09 | MISO | Blanchard | 1892 | 3 | ALLETE, Inc. | Conventional Hydroelectric | 45.8614 | -94.3592 | 6
2025-09 | MISO | Clay Boswell | 1893 | 3 | ALLETE, Inc. | Conventional Steam Coal | 47.2611 | -93.6528 | 364.5
2025-09 | MISO | Clay Boswell | 1893 | 4 | ALLETE, Inc. | Conventional Steam Coal | 47.2611 | -93.6528 | 558
2025-09 | MISO | Clay Boswell | 1893 | D4 | ALLETE, Inc. | Petroleum Liquids | 47.2611 | -93.6528 | 0.8
2025-09 | MISO | Fond Du Lac | 1894 | 1 | ALLETE, Inc. | Conventional Hydroelectric | 46.6668 | -92.2939 | 12
2025-09 | MISO | Knife Falls | 1895 | 1 | ALLETE, Inc. | Conventional Hydroelectric | 46.7266 | -92.4486 | 0.8
2025-09 | MISO | Knife Falls | 1895 | 2 | ALLETE, Inc. | Conventional Hydroelectric | 46.7266 | -92.4486 | 0.8
2025-09 | MISO | Knife Falls | 1895 | 3 | ALLETE, Inc. | Conventional Hydroelectric | 46.7266 | -92.4486 | 0.8
2025-09 | MISO | Little Falls (MN) | 1896 | 1 | ALLETE, Inc. | Conventional Hydroelectric | 45.975 | -94.3691 | 0.8
2025-09 | MISO | Little Falls (MN) | 1896 | 2 | ALLETE, Inc. | Conventional Hydroelectric | 45.975 | -94.3691 | 0.8
2025-09 | MISO | Little Falls (MN) | 1896 | 3 | ALLETE, Inc. | Conventional Hydroelectric | 45.975 | -94.3691 | 1
2025-09 | MISO | Little Falls (MN) | 1896 | 4 | ALLETE, Inc. | Conventional Hydroelectric | 45.975 | -94.3691 | 1.2
2025-09 | MISO | Little Falls (MN) | 1896 | 5 | ALLETE, Inc. | Conventional Hydroelectric | 45.975 | -94.3691 | 0.4
2025-09 | MISO | Little Falls (MN) | 1896 | 6 | ALLETE, Inc. | Conventional Hydroelectric | 45.975 | -94.3691 | 0.4
2025-09 | MISO | M L Hibbard | 1897 | 3 | ALLETE, Inc. | Wood/Wood Waste Biomass | 46.7353 | -92.1517 | 35.3
2025-09 | MISO | M L Hibbard | 1897 | 4 | ALLETE, Inc. | Wood/Wood Waste Biomass | 46.7353 | -92.1517 | 37.5
2025-09 | MISO | Pillager | 1898 | 1 | ALLETE, Inc. | Conventional Hydroelectric | 46.316 | -94.4849 | 0.8
2025-09 | MISO | Scanlon | 1899 | 1 | ALLETE, Inc. | Conventional Hydroelectric | 46.7091 | -92.4217 | 0.4
2025-09 | MISO | Scanlon | 1899 | 3 | ALLETE, Inc. | Conventional Hydroelectric | 46.7091 | -92.4217 | 0.4
2025-09 | MISO | Scanlon | 1899 | 4 | ALLETE, Inc. | Conventional Hydroelectric | 46.7091 | -92.4217 | 0.4
2025-09 | MISO | Sylvan | 1900 | 1 | ALLETE, Inc. | Conventional Hydroelectric | 46.305 | -94.3775 | 0.6
2025-09 | MISO | Sylvan | 1900 | 2 | ALLETE, Inc. | Conventional Hydroelectric | 46.305 | -94.3775 | 0.6
2025-09 | MISO | Sylvan | 1900 | 3 | ALLETE, Inc. | Conventional Hydroelectric | 46.305 | -94.3775 | 0.6
2025-09 | MISO | Thomson | 1901 | 1 | ALLETE, Inc. | Conventional Hydroelectric | 46.655 | -92.3333 | 13
2025-09 | MISO | Thomson | 1901 | 2 | ALLETE, Inc. | Conventional Hydroelectric | 46.655 | -92.3333 | 13
2025-09 | MISO | Thomson | 1901 | 3 | ALLETE, Inc. | Conventional Hydroelectric | 46.655 | -92.3333 | 13
2025-09 | MISO | Thomson | 1901 | 4 | ALLETE, Inc. | Conventional Hydroelectric | 46.655 | -92.3333 | 10.8
2025-09 | MISO | Thomson | 1901 | 5 | ALLETE, Inc. | Conventional Hydroelectric | 46.655 | -92.3333 | 10.8
2025-09 | MISO | Thomson | 1901 | 6 | ALLETE, Inc. | Conventional Hydroelectric | 46.655 | -92.3333 | 12
2025-09 | MISO | Winton | 1902 | 2 | ALLETE, Inc. | Conventional Hydroelectric | 47.9344 | -91.7639 | 2
2025-09 | MISO | Winton | 1902 | 3 | ALLETE, Inc. | Conventional Hydroelectric | 47.9344 | -91.7639 | 2
2025-09 | MISO | Black Dog | 1904 | 2 | Northern States Power Co - Minnesota | Natural Gas Fired Combined Cycle | 44.8108 | -93.2501 | 136.9
2025-09 | MISO | Black Dog | 1904 | 5 | Northern States Power Co - Minnesota | Natural Gas Fired Combined Cycle | 44.8108 | -93.2501 | 187.9
2025-09 | MISO | Black Dog | 1904 | 6-1 | Northern States Power Co - Minnesota | Natural Gas Fired Combustion Turbine | 44.8108 | -93.2501 | 238
2025-09 | MISO | Hennepin Island | 1911 | 1 | Northern States Power Co - Minnesota | Conventional Hydroelectric | 44.9824 | -93.2542 | 2.8
2025-09 | MISO | Hennepin Island | 1911 | 2 | Northern States Power Co - Minnesota | Conventional Hydroelectric | 44.9824 | -93.2542 | 2.8
2025-09 | MISO | Hennepin Island | 1911 | 3 | Northern States Power Co - Minnesota | Conventional Hydroelectric | 44.9824 | -93.2542 | 2.8
2025-09 | MISO | Hennepin Island | 1911 | 4 | Northern States Power Co - Minnesota | Conventional Hydroelectric | 44.9824 | -93.2542 | 2.8
2025-09 | MISO | Hennepin Island | 1911 | 5 | Northern States Power Co - Minnesota | Conventional Hydroelectric | 44.9824 | -93.2542 | 2.5
2025-09 | MISO | High Bridge | 1912 | 7 | Northern States Power Co - Minnesota | Natural Gas Fired Combined Cycle | 44.9314 | -93.1117 | 197
2025-09 | MISO | High Bridge | 1912 | 8 | Northern States Power Co - Minnesota | Natural Gas Fired Combined Cycle | 44.9314 | -93.1117 | 197
2025-09 | MISO | High Bridge | 1912 | 9 | Northern States Power Co - Minnesota | Natural Gas Fired Combined Cycle | 44.9314 | -93.1117 | 250
2025-09 | MISO | Inver Hills | 1913 | 1 | Northern States Power Co - Minnesota | Natural Gas Fired Combustion Turbine | 44.781 | -93.042 | 46.8
2025-09 | MISO | Inver Hills | 1913 | 2 | Northern States Power Co - Minnesota | Natural Gas Fired Combustion Turbine | 44.781 | -93.042 | 46.8
2025-09 | MISO | Inver Hills | 1913 | 3 | Northern States Power Co - Minnesota | Natural Gas Fired Combustion Turbine | 44.781 | -93.042 | 46.8
2025-09 | MISO | Inver Hills | 1913 | 4 | Northern States Power Co - Minnesota | Natural Gas Fired Combustion Turbine | 44.781 | -93.042 | 46.8
2025-09 | MISO | Inver Hills | 1913 | 5 | Northern States Power Co - Minnesota | Natural Gas Fired Combustion Turbine | 44.781 | -93.042 | 46.8
2025-09 | MISO | Inver Hills | 1913 | 6 | Northern States Power Co - Minnesota | Natural Gas Fired Combustion Turbine | 44.781 | -93.042 | 46.8
2025-09 | MISO | Inver Hills | 1913 | 7 | Northern States Power Co - Minnesota | Petroleum Liquids | 44.781 | -93.042 | 1.8
2025-09 | MISO | Inver Hills | 1913 | 8 | Northern States Power Co - Minnesota | Petroleum Liquids | 44.781 | -93.042 | 1.8
2025-09 | MISO | Allen S King | 1915 | 1 | Northern States Power Co - Minnesota | Conventional Steam Coal | 45.03 | -92.7786 | 598.4
2025-09 | MISO | Monticello Nuclear Facility | 1922 | 1 | Northern States Power Co - Minnesota | Nuclear | 45.3338 | -93.8493 | 685
2025-09 | MISO | Prairie Island | 1925 | 1 | Northern States Power Co - Minnesota | Nuclear | 44.622 | -92.6333 | 593.1
2025-09 | MISO | Prairie Island | 1925 | 2 | Northern States Power Co - Minnesota | Nuclear | 44.622 | -92.6333 | 593.1
2025-09 | MISO | Red Wing | 1926 | 1 | Northern States Power Co - Minnesota | Municipal Solid Waste | 44.5692 | -92.5169 | 11.5
2025-09 | MISO | Red Wing | 1926 | 2 | Northern States Power Co - Minnesota | Municipal Solid Waste | 44.5692 | -92.5169 | 11.5
2025-09 | MISO | Riverside (MN) | 1927 | 10 | Northern States Power Co - Minnesota | Natural Gas Fired Combined Cycle | 45.0203 | -93.2753 | 210.6
2025-09 | MISO | Riverside (MN) | 1927 | 9 | Northern States Power Co - Minnesota | Natural Gas Fired Combined Cycle | 45.0203 | -93.2753 | 210.6
2025-09 | MISO | Riverside (MN) | 1927 | ST7 | Northern States Power Co - Minnesota | Natural Gas Fired Combined Cycle | 45.0203 | -93.2753 | 164.7
2025-09 | MISO | St James | 1929 | 1 | City of St James - (MN) | Petroleum Liquids | 43.9882 | -94.6156 | 2
2025-09 | MISO | St James | 1929 | 2 | City of St James - (MN) | Petroleum Liquids | 43.9882 | -94.6156 | 2
2025-09 | MISO | St James | 1929 | 3 | City of St James - (MN) | Petroleum Liquids | 43.9882 | -94.6156 | 2
2025-09 | MISO | St James | 1929 | 4 | City of St James - (MN) | Petroleum Liquids | 43.9882 | -94.6156 | 2
2025-09 | MISO | St James | 1929 | 5 | City of St James - (MN) | Petroleum Liquids | 43.9882 | -94.6156 | 2
2025-09 | MISO | St James | 1929 | 6 | City of St James - (MN) | Petroleum Liquids | 43.9882 | -94.6156 | 2
2025-09 | MISO | Wilmarth | 1934 | 1 | Northern States Power Co - Minnesota | Municipal Solid Waste | 44.1967 | -94.0009 | 12.5
2025-09 | MISO | Wilmarth | 1934 | 2 | Northern States Power Co - Minnesota | Municipal Solid Waste | 44.1967 | -94.0009 | 12.5
2025-09 | MISO | Hoot Lake | 1943 | H1 | Otter Tail Power Co | Conventional Hydroelectric | 46.2906 | -96.0433 | 1
2025-09 | SWPP | Adrian | 1956 | 5 | Adrian Public Utilities Comm | Petroleum Liquids | 43.6371 | -95.9328 | 2
2025-09 | MISO | Alexandria | 1958 | IC1 | City of Alexandria - (MN) | Petroleum Liquids | 45.8892 | -95.3797 | 1.2
2025-09 | MISO | Alexandria | 1958 | IC2 | City of Alexandria - (MN) | Petroleum Liquids | 45.8892 | -95.3797 | 4
2025-09 | MISO | Alexandria | 1958 | IC3 | City of Alexandria - (MN) | Petroleum Liquids | 45.8892 | -95.3797 | 4
2025-09 | MISO | Benson City of | 1964 | 10 | City of Benson - (MN) | Petroleum Liquids | 45.3144 | -95.6028 | 1.8
2025-09 | MISO | Benson City of | 1964 | 11 | City of Benson - (MN) | Petroleum Liquids | 45.3144 | -95.6028 | 1.8
2025-09 | MISO | Benson City of | 1964 | 7 | City of Benson - (MN) | Petroleum Liquids | 45.3144 | -95.6028 | 1.8
2025-09 | MISO | Benson City of | 1964 | 8 | City of Benson - (MN) | Petroleum Liquids | 45.3144 | -95.6028 | 1.8
2025-09 | MISO | Benson City of | 1964 | 9 | City of Benson - (MN) | Petroleum Liquids | 45.3144 | -95.6028 | 1.8
2025-09 | MISO | Blooming Prairie | 1966 | 4 | City of Blooming Prairie - (MN) | Petroleum Liquids | 43.866 | -93.0504 | 1.2
2025-09 | MISO | Blooming Prairie | 1966 | 5 | City of Blooming Prairie - (MN) | Petroleum Liquids | 43.866 | -93.0504 | 2.3
2025-09 | MISO | Blooming Prairie | 1966 | 6 | City of Blooming Prairie - (MN) | Petroleum Liquids | 43.866 | -93.0504 | 2
2025-09 | MISO | Blooming Prairie | 1966 | 7 | City of Blooming Prairie - (MN) | Petroleum Liquids | 43.866 | -93.0504 | 1.3
2025-09 | MISO | Blooming Prairie | 1966 | 8 | City of Blooming Prairie - (MN) | Petroleum Liquids | 43.866 | -93.0504 | 1.8
2025-09 | MISO | Blue Earth | 1967 | IC1 | Blue Earth Light & Water | Petroleum Liquids | 43.6375 | -94.1017 | 1.5
2025-09 | MISO | Blue Earth | 1967 | IC3 | Blue Earth Light & Water | Petroleum Liquids | 43.6375 | -94.1017 | 1.6
2025-09 | MISO | Blue Earth | 1967 | IC4 | Blue Earth Light & Water | Petroleum Liquids | 43.6375 | -94.1017 | 1.6
2025-09 | MISO | Blue Earth | 1967 | IC5 | Blue Earth Light & Water | Petroleum Liquids | 43.6375 | -94.1017 | 1.6
2025-09 | MISO | Blue Earth | 1967 | IC6 | Blue Earth Light & Water | Petroleum Liquids | 43.6375 | -94.1017 | 1.8
2025-09 | MISO | Blue Earth | 1967 | IC7 | Blue Earth Light & Water | Petroleum Liquids | 43.6375 | -94.1017 | 1.1
2025-09 | MISO | Blue Earth | 1967 | IC8 | Blue Earth Light & Water | Petroleum Liquids | 43.6375 | -94.1017 | 1.8
2025-09 | MISO | Delano | 1969 | 10 | Delano Municipal Utilities | Petroleum Liquids | 45.0414 | -93.7905 | 2
2025-09 | MISO | Delano | 1969 | 11 | Delano Municipal Utilities | Petroleum Liquids | 45.0414 | -93.7905 | 2
2025-09 | MISO | Delano | 1969 | 2 | Delano Municipal Utilities | Petroleum Liquids | 45.0414 | -93.7905 | 1.1
2025-09 | MISO | Delano | 1969 | 3 | Delano Municipal Utilities | Petroleum Liquids | 45.0414 | -93.7905 | 1.3
2025-09 | MISO | Delano | 1969 | 5 | Delano Municipal Utilities | Petroleum Liquids | 45.0414 | -93.7905 | 0.8
2025-09 | MISO | Delano | 1969 | 6 | Delano Municipal Utilities | Petroleum Liquids | 45.0414 | -93.7905 | 1.2
2025-09 | MISO | Delano | 1969 | 7 | Delano Municipal Utilities | Petroleum Liquids | 45.0414 | -93.7905 | 3
2025-09 | MISO | Delano | 1969 | 8 | Delano Municipal Utilities | Petroleum Liquids | 45.0414 | -93.7905 | 3.1
2025-09 | MISO | Detroit Lakes | 1970 | 1 | City of Detroit Lakes - (MN) | Petroleum Liquids | 46.8175 | -95.8433 | 12.5
2025-09 | MISO | Fairfax | 1972 | 2A | City of Fairfax - (MN) | Petroleum Liquids | 44.5259 | -94.7188 | 2
2025-09 | MISO | Fairmont (MN) | 1973 | 10 | Southern Minnesota Mun P Agny | Natural Gas Internal Combustion Engine | 43.6579 | -94.4647 | 6.5
2025-09 | MISO | Fairmont (MN) | 1973 | 11 | Southern Minnesota Mun P Agny | Natural Gas Internal Combustion Engine | 43.6579 | -94.4647 | 6.5
2025-09 | MISO | Fairmont (MN) | 1973 | 12 | Southern Minnesota Mun P Agny | Natural Gas Internal Combustion Engine | 43.6579 | -94.4647 | 6.5
2025-09 | MISO | Fairmont (MN) | 1973 | 6 | Southern Minnesota Mun P Agny | Petroleum Liquids | 43.6579 | -94.4647 | 6.5
2025-09 | MISO | Fairmont (MN) | 1973 | 7 | Southern Minnesota Mun P Agny | Petroleum Liquids | 43.6579 | -94.4647 | 6.5
2025-09 | MISO | Fairmont (MN) | 1973 | 9 | Southern Minnesota Mun P Agny | Natural Gas Internal Combustion Engine | 43.6579 | -94.4647 | 6.5
2025-09 | MISO | Glencoe | 1975 | 10 | Glencoe Light & Power Comm | Petroleum Liquids | 44.7709 | -94.1582 | 7
2025-09 | MISO | Glencoe | 1975 | 11 | Glencoe Light & Power Comm | Petroleum Liquids | 44.7709 | -94.1582 | 4.8
2025-09 | MISO | Glencoe | 1975 | 12 | Glencoe Light & Power Comm | Petroleum Liquids | 44.7709 | -94.1582 | 4.8
2025-09 | MISO | Glencoe | 1975 | 14 | Glencoe Light & Power Comm | Petroleum Liquids | 44.7709 | -94.1582 | 4.8
2025-09 | MISO | Glencoe | 1975 | 5 | Glencoe Light & Power Comm | Petroleum Liquids | 44.7709 | -94.1582 | 1.3
2025-09 | MISO | Glencoe | 1975 | 7 | Glencoe Light & Power Comm | Petroleum Liquids | 44.7709 | -94.1582 | 4.1
2025-09 | MISO | Glencoe | 1975 | 8 | Glencoe Light & Power Comm | Petroleum Liquids | 44.7709 | -94.1582 | 5.6
2025-09 | MISO | Glencoe | 1975 | 9 | Glencoe Light & Power Comm | Petroleum Liquids | 44.7709 | -94.1582 | 7.1
2025-09 | MISO | Grand Marais | 1976 | 7 | City of Grand Marais - (MN) | Petroleum Liquids | 47.7503 | -90.3572 | 2.7
2025-09 | MISO | Grand Marais | 1976 | 8 | City of Grand Marais - (MN) | Petroleum Liquids | 47.7503 | -90.3572 | 2
2025-09 | MISO | Grand Marais | 1976 | 9 | City of Grand Marais - (MN) | Petroleum Liquids | 47.7503 | -90.3572 | 2
2025-09 | MISO | Granite Falls | 1977 | 1 | City of Granite Falls - (MN) | Conventional Hydroelectric | 44.8117 | -95.5345 | 0.3
2025-09 | MISO | Granite Falls | 1977 | 2 | City of Granite Falls - (MN) | Conventional Hydroelectric | 44.8117 | -95.5345 | 0.2
2025-09 | MISO | Granite Falls | 1977 | HC3 | City of Granite Falls - (MN) | Conventional Hydroelectric | 44.8117 | -95.5345 | 0.8
2025-09 | MISO | Hibbing | 1979 | 3 | Hibbing Public Utilities Comm | Natural Gas Steam Turbine | 47.4294 | -92.935 | 10
2025-09 | MISO | Hibbing | 1979 | 5 | Hibbing Public Utilities Comm | Natural Gas Steam Turbine | 47.4294 | -92.935 | 19.5
2025-09 | MISO | Hibbing | 1979 | 6 | Hibbing Public Utilities Comm | Natural Gas Steam Turbine | 47.4294 | -92.935 | 6.4
2025-09 | MISO | Hutchinson Plant #1 | 1980 | 10 | Hutchinson Utilities Comm | Natural Gas Internal Combustion Engine | 44.8957 | -94.3684 | 8.8
2025-09 | MISO | Hutchinson Plant #1 | 1980 | 11 | Hutchinson Utilities Comm | Natural Gas Internal Combustion Engine | 44.8957 | -94.3684 | 9.8
2025-09 | MISO | Hutchinson Plant #1 | 1980 | 12 | Hutchinson Utilities Comm | Natural Gas Internal Combustion Engine | 44.8957 | -94.3684 | 9.8
2025-09 | MISO | Janesville | 1982 | 1 | City of Janesville - (MN) | Petroleum Liquids | 44.1172 | -93.7073 | 1.1
2025-09 | MISO | Janesville | 1982 | 2 | City of Janesville - (MN) | Petroleum Liquids | 44.1172 | -93.7073 | 1.3
2025-09 | MISO | Janesville | 1982 | 3 | City of Janesville - (MN) | Petroleum Liquids | 44.1172 | -93.7073 | 0.7
2025-09 | MISO | Janesville | 1982 | 4 | City of Janesville - (MN) | Petroleum Liquids | 44.1172 | -93.7073 | 1.8
2025-09 | MISO | Kenyon Municipal | 1983 | 5 | Kenyon Municipal Utilities | Petroleum Liquids | 44.2718 | -92.9848 | 1.8
2025-09 | MISO | Kenyon Municipal | 1983 | 6 | Kenyon Municipal Utilities | Petroleum Liquids | 44.2718 | -92.9848 | 1.8
2025-09 | MISO | Kenyon Municipal | 1983 | 7 | Kenyon Municipal Utilities | Petroleum Liquids | 44.2718 | -92.9848 | 1.8
2025-09 | MISO | Lake Crystal | 1985 | 1 | City of Lake Crystal - (MN) | Petroleum Liquids | 44.1069 | -94.2197 | 0.6
2025-09 | MISO | Lake Crystal | 1985 | 3 | City of Lake Crystal - (MN) | Petroleum Liquids | 44.1069 | -94.2197 | 2
2025-09 | MISO | Lake Crystal | 1985 | 4 | City of Lake Crystal - (MN) | Petroleum Liquids | 44.1069 | -94.2197 | 1.2
2025-09 | MISO | Lake Crystal | 1985 | 5 | City of Lake Crystal - (MN) | Petroleum Liquids | 44.1069 | -94.2197 | 2
2025-09 | MISO | Lanesboro | 1987 | 2 | Lanesboro Public Utility Comm | Conventional Hydroelectric | 43.72 | -91.9777 | 0.3
2025-09 | MISO | Lanesboro | 1987 | 4 | Lanesboro Public Utility Comm | Petroleum Liquids | 43.72 | -91.9777 | 2.3
2025-09 | MISO | Litchfield | 1989 | 5 | Litchfield Public Utilities | Petroleum Liquids | 45.1282 | -94.5352 | 2.1
2025-09 | MISO | Litchfield | 1989 | 6 | Litchfield Public Utilities | Petroleum Liquids | 45.1282 | -94.5352 | 2.1
2025-09 | MISO | Litchfield | 1989 | QS 1 | Litchfield Public Utilities | Petroleum Liquids | 45.1282 | -94.5352 | 2.3
2025-09 | MISO | Litchfield | 1989 | QS 2 | Litchfield Public Utilities | Petroleum Liquids | 45.1282 | -94.5352 | 2.3
2025-09 | MISO | Litchfield | 1989 | QS 3 | Litchfield Public Utilities | Petroleum Liquids | 45.1282 | -94.5352 | 2.3
2025-09 | MISO | Litchfield | 1989 | QS 4 | Litchfield Public Utilities | Petroleum Liquids | 45.1282 | -94.5352 | 2.3
2025-09 | MISO | Litchfield | 1989 | QS 5 | Litchfield Public Utilities | Petroleum Liquids | 45.1282 | -94.5352 | 2.3
2025-09 | MISO | Litchfield | 1989 | QS6 | Litchfield Public Utilities | Petroleum Liquids | 45.1282 | -94.5352 | 3.1
2025-09 | MISO | Litchfield | 1989 | QS7 | Litchfield Public Utilities | Petroleum Liquids | 45.1282 | -94.5352 | 3.1
2025-09 | SWPP | Luverne | 1990 | 4C | City of Luverne - (MN) | Petroleum Liquids | 43.6544 | -96.2019 | 3.5
2025-09 | SWPP | Luverne | 1990 | 5A | City of Luverne - (MN) | Petroleum Liquids | 43.6544 | -96.2019 | 3.1
2025-09 | SWPP | Luverne | 1990 | 5B | City of Luverne - (MN) | Petroleum Liquids | 43.6544 | -96.2019 | 3.1
2025-09 | MISO | Marshall (MN) | 1993 | 6 | City of Marshall - (MN) | Petroleum Liquids | 44.4466 | -95.7921 | 18
2025-09 | MISO | Melrose | 1994 | 1 | Melrose Public Utilities | Petroleum Liquids | 45.675 | -94.8153 | 1
2025-09 | MISO | Melrose | 1994 | 2 | Melrose Public Utilities | Petroleum Liquids | 45.675 | -94.8153 | 1.1
2025-09 | MISO | Melrose | 1994 | 3 | Melrose Public Utilities | Petroleum Liquids | 45.675 | -94.8153 | 3.1
2025-09 | MISO | Melrose | 1994 | 4 | Melrose Public Utilities | Petroleum Liquids | 45.675 | -94.8153 | 3
2025-09 | MISO | Moose Lake | 1996 | 1 | Moose Lake Water & Light Comm | Petroleum Liquids | 46.4541 | -92.7606 | 1.3
2025-09 | MISO | Moose Lake | 1996 | 5 | Moose Lake Water & Light Comm | Petroleum Liquids | 46.4541 | -92.7606 | 2.1
2025-09 | MISO | Moose Lake | 1996 | 6 | Moose Lake Water & Light Comm | Petroleum Liquids | 46.4541 | -92.7606 | 2.1
2025-09 | MISO | Moose Lake | 1996 | 7 | Moose Lake Water & Light Comm | Petroleum Liquids | 46.4541 | -92.7606 | 2.1
2025-09 | MISO | Moose Lake | 1996 | 8NG | Moose Lake Water & Light Comm | Natural Gas Internal Combustion Engine | 46.4541 | -92.7606 | 2.6
2025-09 | MISO | Mora | 1997 | 2 | City of Mora - (MN) | Natural Gas Internal Combustion Engine | 45.8771 | -93.2951 | 1.1
2025-09 | MISO | Mora | 1997 | 5 | City of Mora - (MN) | Natural Gas Internal Combustion Engine | 45.8771 | -93.2951 | 5.7
2025-09 | MISO | Mora | 1997 | 6 | City of Mora - (MN) | Petroleum Liquids | 45.8771 | -93.2951 | 7
2025-09 | MISO | Mountain Lake | 1998 | 2 | City of Mountain Lake - (MN) | Natural Gas Internal Combustion Engine | 43.9405 | -94.9434 | 1.1
2025-09 | MISO | Mountain Lake | 1998 | 5 | City of Mountain Lake - (MN) | Natural Gas Internal Combustion Engine | 43.9405 | -94.9434 | 1.3
2025-09 | MISO | Mountain Lake | 1998 | 6 | City of Mountain Lake - (MN) | Petroleum Liquids | 43.9405 | -94.9434 | 1.8
2025-09 | MISO | Mountain Lake | 1998 | 7 | City of Mountain Lake - (MN) | Petroleum Liquids | 43.9405 | -94.9434 | 1.8
2025-09 | MISO | Mountain Lake | 1998 | 8 | City of Mountain Lake - (MN) | Onshore Wind Turbine | 43.9405 | -94.9434 | 1.2
2025-09 | MISO | New Prague | 1999 | 2 | New Prague Utilities Comm | Natural Gas Internal Combustion Engine | 44.5431 | -93.5731 | 4.4
2025-09 | MISO | New Prague | 1999 | 3 | New Prague Utilities Comm | Natural Gas Internal Combustion Engine | 44.5431 | -93.5731 | 2.4
2025-09 | MISO | New Prague | 1999 | 4 | New Prague Utilities Comm | Natural Gas Internal Combustion Engine | 44.5431 | -93.5731 | 3.5
2025-09 | MISO | New Prague | 1999 | 5 | New Prague Utilities Comm | Natural Gas Internal Combustion Engine | 44.5431 | -93.5731 | 0.6
2025-09 | MISO | New Prague | 1999 | 6 | New Prague Utilities Comm | Natural Gas Internal Combustion Engine | 44.5431 | -93.5731 | 6
2025-09 | MISO | New Ulm | 2001 | 4 | New Ulm Public Utilities Comm | Natural Gas Steam Turbine | 44.3159 | -94.4581 | 15
2025-09 | MISO | New Ulm | 2001 | 5 | New Ulm Public Utilities Comm | Petroleum Liquids | 44.3159 | -94.4581 | 24
2025-09 | MISO | New Ulm | 2001 | 6 | New Ulm Public Utilities Comm | Natural Gas Steam Turbine | 44.3159 | -94.4581 | 6
2025-09 | MISO | New Ulm | 2001 | 7 | New Ulm Public Utilities Comm | Petroleum Liquids | 44.3159 | -94.4581 | 27.5
2025-09 | MISO | North Branch (MN) | 2002 | 3 | North Branch Water & Light Comm | Petroleum Liquids | 45.5106 | -92.979 | 2.2
2025-09 | MISO | North Branch (MN) | 2002 | 4 | North Branch Water & Light Comm | Petroleum Liquids | 45.5106 | -92.979 | 2.2
2025-09 | MISO | North Branch (MN) | 2002 | 5 | North Branch Water & Light Comm | Petroleum Liquids | 45.5106 | -92.979 | 2.2
2025-09 | MISO | North Branch (MN) | 2002 | 6 | North Branch Water & Light Comm | Petroleum Liquids | 45.5106 | -92.979 | 2.2
2025-09 | MISO | North Branch (MN) | 2002 | 7 | North Branch Water & Light Comm | Petroleum Liquids | 45.5106 | -92.979 | 2.2
2025-09 | MISO | Owatonna | 2003 | 7 | City of Owatonna - (MN) | Natural Gas Fired Combustion Turbine | 44.0833 | -93.23 | 19
2025-09 | MISO | Preston (MN) | 2004 | 4 | Preston Public Utilities Comm | Petroleum Liquids | 43.6661 | -92.0831 | 0.6
2025-09 | MISO | Preston (MN) | 2004 | 5 | Preston Public Utilities Comm | Natural Gas Internal Combustion Engine | 43.6661 | -92.0831 | 1.1
2025-09 | MISO | Preston (MN) | 2004 | 6 | Preston Public Utilities Comm | Natural Gas Internal Combustion Engine | 43.6661 | -92.0831 | 2
2025-09 | MISO | Princeton (MN) | 2005 | 3 | Princeton Public Utils Comm | Petroleum Liquids | 45.5695 | -93.5872 | 2.4
2025-09 | MISO | Princeton (MN) | 2005 | 4 | Princeton Public Utils Comm | Petroleum Liquids | 45.5695 | -93.5872 | 1.2
2025-09 | MISO | Princeton (MN) | 2005 | 5 | Princeton Public Utils Comm | Petroleum Liquids | 45.5695 | -93.5872 | 1
2025-09 | MISO | Princeton (MN) | 2005 | 6 | Princeton Public Utils Comm | Petroleum Liquids | 45.5695 | -93.5872 | 2.7
2025-09 | MISO | Princeton (MN) | 2005 | 7 | Princeton Public Utils Comm | Petroleum Liquids | 45.5695 | -93.5872 | 5
2025-09 | MISO | Rochester Hydro | 2007 | 1 | Rochester Public Utilities | Conventional Hydroelectric | 44.213 | -92.4802 | 1.3
2025-09 | MISO | Rochester Hydro | 2007 | 2 | Rochester Public Utilities | Conventional Hydroelectric | 44.213 | -92.4802 | 1.3
2025-09 | MISO | Redwood Falls | 2009 | 6 | Redwood Falls Public Util Comm | Petroleum Liquids | 44.5431 | -95.1178 | 2.2
2025-09 | MISO | Redwood Falls | 2009 | 7 | Redwood Falls Public Util Comm | Natural Gas Internal Combustion Engine | 44.5431 | -95.1178 | 5.8
2025-09 | MISO | Redwood Falls | 2009 | 8 | Redwood Falls Public Util Comm | Conventional Hydroelectric | 44.5431 | -95.1178 | 0.5
2025-09 | MISO | Sleepy Eye | 2011 | 1A | Sleepy Eye Public Utility Comm | Petroleum Liquids | 44.2981 | -94.7252 | 1.8
2025-09 | MISO | Sleepy Eye | 2011 | 5 | Sleepy Eye Public Utility Comm | Petroleum Liquids | 44.2981 | -94.7252 | 1.8
2025-09 | MISO | Sleepy Eye | 2011 | 6 | Sleepy Eye Public Utility Comm | Petroleum Liquids | 44.2981 | -94.7252 | 2
2025-09 | MISO | Sleepy Eye | 2011 | 7 | Sleepy Eye Public Utility Comm | Petroleum Liquids | 44.2981 | -94.7252 | 2
2025-09 | MISO | Sleepy Eye | 2011 | IC4 | Sleepy Eye Public Utility Comm | Petroleum Liquids | 44.2981 | -94.7252 | 1.8
2025-09 | MISO | Sleepy Eye | 2011 | NEW | Sleepy Eye Public Utility Comm | Petroleum Liquids | 44.2981 | -94.7252 | 2
2025-09 | MISO | Springfield (MN) | 2012 | 5 | Springfield Public Utils Comm - (MN) | Petroleum Liquids | 44.2395 | -94.9763 | 1.8
2025-09 | MISO | Springfield (MN) | 2012 | 6 | Springfield Public Utils Comm - (MN) | Petroleum Liquids | 44.2395 | -94.9763 | 1.8
2025-09 | MISO | Springfield (MN) | 2012 | 7 | Springfield Public Utils Comm - (MN) | Petroleum Liquids | 44.2395 | -94.9763 | 1.8
2025-09 | MISO | Springfield (MN) | 2012 | 8 | Springfield Public Utils Comm - (MN) | Petroleum Liquids | 44.2395 | -94.9763 | 1.8
2025-09 | MISO | Spring Valley | 2013 | 2 | Spring Valley Pub Utils Comm | Petroleum Liquids | 43.6873 | -92.3894 | 1.1
2025-09 | MISO | Spring Valley | 2013 | 3 | Spring Valley Pub Utils Comm | Petroleum Liquids | 43.6873 | -92.3894 | 2
2025-09 | MISO | Spring Valley | 2013 | 4 | Spring Valley Pub Utils Comm | Petroleum Liquids | 43.6873 | -92.3894 | 2
2025-09 | MISO | Spring Valley | 2013 | 5 | Spring Valley Pub Utils Comm | Petroleum Liquids | 43.6873 | -92.3894 | 2
2025-09 | MISO | Thief River Falls | 2014 | HY1 | City of Thief River Falls | Conventional Hydroelectric | 48.1143 | -96.1792 | 0.3
2025-09 | MISO | Thief River Falls | 2014 | HY2 | City of Thief River Falls | Conventional Hydroelectric | 48.1143 | -96.1792 | 0.2
2025-09 | MISO | Thief River Falls | 2014 | IC1 | City of Thief River Falls | Petroleum Liquids | 48.1143 | -96.1792 | 2.2
2025-09 | MISO | Thief River Falls | 2014 | IC2 | City of Thief River Falls | Petroleum Liquids | 48.1143 | -96.1792 | 1.2
2025-09 | MISO | Thief River Falls | 2014 | IC3A | City of Thief River Falls | Petroleum Liquids | 48.1143 | -96.1792 | 1.2
2025-09 | MISO | Thief River Falls | 2014 | IC4 | City of Thief River Falls | Petroleum Liquids | 48.1143 | -96.1792 | 1.4
2025-09 | MISO | Truman | 2015 | 3 | City of Truman | Petroleum Liquids | 43.8284 | -94.4369 | 2.2
2025-09 | MISO | Truman | 2015 | 6 | City of Truman | Petroleum Liquids | 43.8284 | -94.4369 | 1.8
2025-09 | MISO | Truman | 2015 | 7 | City of Truman | Petroleum Liquids | 43.8284 | -94.4369 | 2.2
2025-09 | MISO | Wells IC | 2020 | 1 | City of Wells - (MN) | Natural Gas Internal Combustion Engine | 43.7445 | -93.7241 | 1.3
2025-09 | MISO | Wells IC | 2020 | 2 | City of Wells - (MN) | Natural Gas Internal Combustion Engine | 43.7445 | -93.7241 | 1.3
2025-09 | MISO | Wells IC | 2020 | 4 | City of Wells - (MN) | Natural Gas Internal Combustion Engine | 43.7445 | -93.7241 | 2.3
2025-09 | MISO | Wells IC | 2020 | 5 | City of Wells - (MN) | Natural Gas Internal Combustion Engine | 43.7445 | -93.7241 | 2.3
2025-09 | MISO | Wells IC | 2020 | 6 | City of Wells - (MN) | Petroleum Liquids | 43.7445 | -93.7241 | 1.8
2025-09 | MISO | Westbrook | 2021 | 5 | City of Westbrook | Petroleum Liquids | 44.0399 | -95.4429 | 2.3
2025-09 | MISO | Willmar | 2022 | WTG3 | Willmar Municipal Utilities | Onshore Wind Turbine | 45.1217 | -95.0532 | 2
2025-09 | MISO | Willmar | 2022 | WTG4 | Willmar Municipal Utilities | Onshore Wind Turbine | 45.1217 | -95.0532 | 2
2025-09 | MISO | Windom | 2023 | CAT2 | City of Windom | Petroleum Liquids | 43.8681 | -95.1144 | 1.8
2025-09 | MISO | Windom | 2023 | CAT3 | City of Windom | Petroleum Liquids | 43.8681 | -95.1144 | 1.8
2025-09 | MISO | Windom | 2023 | CAT4 | City of Windom | Petroleum Liquids | 43.8681 | -95.1144 | 1.8
2025-09 | MISO | Windom | 2023 | CAT5 | City of Windom | Petroleum Liquids | 43.8681 | -95.1144 | 3.1
2025-09 | MISO | Windom | 2023 | CAT6 | City of Windom | Petroleum Liquids | 43.8681 | -95.1144 | 3.1
2025-09 | MISO | Worthington | 2024 | 1 | City of Worthington - (MN) | Petroleum Liquids | 43.6335 | -95.6092 | 2
2025-09 | MISO | Worthington | 2024 | 10 | City of Worthington - (MN) | Onshore Wind Turbine | 43.6335 | -95.6092 | 0.9
2025-09 | MISO | Worthington | 2024 | 11 | City of Worthington - (MN) | Onshore Wind Turbine | 43.6335 | -95.6092 | 0.9
2025-09 | MISO | Worthington | 2024 | 12 | City of Worthington - (MN) | Onshore Wind Turbine | 43.6335 | -95.6092 | 1
2025-09 | MISO | Worthington | 2024 | 13 | City of Worthington - (MN) | Onshore Wind Turbine | 43.6335 | -95.6092 | 1
2025-09 | MISO | Worthington | 2024 | 2 | City of Worthington - (MN) | Petroleum Liquids | 43.6335 | -95.6092 | 2
2025-09 | MISO | Worthington | 2024 | 3 | City of Worthington - (MN) | Petroleum Liquids | 43.6335 | -95.6092 | 2
2025-09 | MISO | Worthington | 2024 | 4 | City of Worthington - (MN) | Petroleum Liquids | 43.6335 | -95.6092 | 2
2025-09 | MISO | Worthington | 2024 | 5 | City of Worthington - (MN) | Petroleum Liquids | 43.6335 | -95.6092 | 2
2025-09 | MISO | Worthington | 2024 | 6 | City of Worthington - (MN) | Petroleum Liquids | 43.6335 | -95.6092 | 2
2025-09 | MISO | Worthington | 2024 | 7 | City of Worthington - (MN) | Petroleum Liquids | 43.6335 | -95.6092 | 2
2025-09 | MISO | Worthington | 2024 | 8 | City of Worthington - (MN) | Onshore Wind Turbine | 43.6335 | -95.6092 | 0.9
2025-09 | MISO | Worthington | 2024 | 9 | City of Worthington - (MN) | Onshore Wind Turbine | 43.6335 | -95.6092 | 0.9
2025-09 | MISO | Cambridge CT Hybrid | 2038 | GT1 | Great River Energy | Petroleum Liquids | 45.601 | -93.2081 | 25.1
2025-09 | MISO | Cambridge CT Hybrid | 2038 | GT2 | Great River Energy | Natural Gas Fired Combustion Turbine | 45.601 | -93.2081 | 169.2
2025-09 | MISO | Elk River | 2039 | CT | Great River Energy | Natural Gas Fired Combustion Turbine | 45.2968 | -93.5584 | 191.3
2025-09 | MISO | Maple Lake | 2042 | 5A | Great River Energy | Petroleum Liquids | 45.2291 | -94.0097 | 25
2025-09 | MISO | L L Wilkins | 2059 | 6 | Clarksdale Public Utilities | Natural Gas Fired Combined Cycle | 34.1845 | -90.5627 | 6
2025-09 | MISO | L L Wilkins | 2059 | 7 | Clarksdale Public Utilities | Natural Gas Fired Combined Cycle | 34.1845 | -90.5627 | 7.5
2025-09 | MISO | L L Wilkins | 2059 | 8 | Clarksdale Public Utilities | Natural Gas Fired Combined Cycle | 34.1845 | -90.5627 | 16.2
2025-09 | MISO | L L Wilkins | 2059 | 9 | Clarksdale Public Utilities | Natural Gas Fired Combined Cycle | 34.1845 | -90.5627 | 25.5
2025-09 | MISO | Benndale | 2068 | BENU1 | Cooperative Energy | Natural Gas Internal Combustion Engine | 30.8889 | -88.8054 | 14.2
2025-09 | MISO | Benndale | 2068 | BENU2 | Cooperative Energy | Natural Gas Internal Combustion Engine | 30.8889 | -88.8054 | 14.2
2025-09 | MISO | Moselle | 2070 | 1 | Cooperative Energy | Natural Gas Fired Combined Cycle | 31.528 | -89.3004 | 59
2025-09 | MISO | Moselle | 2070 | 2 | Cooperative Energy | Natural Gas Fired Combined Cycle | 31.528 | -89.3004 | 59
2025-09 | MISO | Moselle | 2070 | 3 | Cooperative Energy | Natural Gas Steam Turbine | 31.528 | -89.3004 | 59
2025-09 | MISO | Moselle | 2070 | 4 | Cooperative Energy | Natural Gas Fired Combustion Turbine | 31.528 | -89.3004 | 83
2025-09 | MISO | Moselle | 2070 | 5 | Cooperative Energy | Natural Gas Fired Combustion Turbine | 31.528 | -89.3004 | 83.5
2025-09 | MISO | Moselle | 2070 | GTG1 | Cooperative Energy | Natural Gas Fired Combined Cycle | 31.528 | -89.3004 | 83.5
2025-09 | MISO | Moselle | 2070 | GTG2 | Cooperative Energy | Natural Gas Fired Combined Cycle | 31.528 | -89.3004 | 83.5
2025-09 | SWPP | Hawthorn | 2079 | 5 | Evergy Metro | Conventional Steam Coal | 39.1306 | -94.4778 | 569
2025-09 | SWPP | Hawthorn | 2079 | 6 | Evergy Metro | Natural Gas Fired Combined Cycle | 39.1306 | -94.4778 | 170
2025-09 | SWPP | Hawthorn | 2079 | 7 | Evergy Metro | Natural Gas Fired Combustion Turbine | 39.1306 | -94.4778 | 82.2
2025-09 | SWPP | Hawthorn | 2079 | 8 | Evergy Metro | Natural Gas Fired Combustion Turbine | 39.1306 | -94.4778 | 82.2
2025-09 | SWPP | Hawthorn | 2079 | 9 | Evergy Metro | Natural Gas Fired Combined Cycle | 39.1306 | -94.4778 | 142.8
2025-09 | SWPP | Northeast (MO) | 2081 | 11 | Evergy Metro | Petroleum Liquids | 39.1228 | -94.5606 | 55.4
2025-09 | SWPP | Northeast (MO) | 2081 | 12 | Evergy Metro | Petroleum Liquids | 39.1228 | -94.5606 | 55.4
2025-09 | SWPP | Northeast (MO) | 2081 | 13 | Evergy Metro | Petroleum Liquids | 39.1228 | -94.5606 | 71.2
2025-09 | SWPP | Northeast (MO) | 2081 | 14 | Evergy Metro | Petroleum Liquids | 39.1228 | -94.5606 | 71.2
2025-09 | SWPP | Northeast (MO) | 2081 | 15 | Evergy Metro | Petroleum Liquids | 39.1228 | -94.5606 | 71.2
2025-09 | SWPP | Northeast (MO) | 2081 | 16 | Evergy Metro | Petroleum Liquids | 39.1228 | -94.5606 | 71.2
2025-09 | SWPP | Northeast (MO) | 2081 | 17 | Evergy Metro | Petroleum Liquids | 39.1228 | -94.5606 | 71.2
2025-09 | SWPP | Northeast (MO) | 2081 | 18 | Evergy Metro | Petroleum Liquids | 39.1228 | -94.5606 | 71.2
2025-09 | SWPP | Northeast (MO) | 2081 | 19 | Evergy Metro | Petroleum Liquids | 39.1228 | -94.5606 | 2
2025-09 | MISO | Fairgrounds | 2082 | 1 | Union Electric Co - (MO) | Petroleum Liquids | 38.5935 | -92.2206 | 68.3
2025-09 | SWPP | Nevada | 2090 | 1 | Evergy Missouri West | Petroleum Liquids | 37.8503 | -94.3444 | 21.6
2025-09 | SWPP | Ralph Green | 2092 | 3 | Evergy Missouri West | Natural Gas Fired Combustion Turbine | 38.7876 | -94.2777 | 88.9
2025-09 | SWPP | Lake Road (MO) | 2098 | 1 | Evergy Missouri West | Natural Gas Steam Turbine | 39.7246 | -94.8773 | 23
2025-09 | SWPP | Lake Road (MO) | 2098 | 2 | Evergy Missouri West | Natural Gas Steam Turbine | 39.7246 | -94.8773 | 25
2025-09 | SWPP | Lake Road (MO) | 2098 | 3 | Evergy Missouri West | Natural Gas Steam Turbine | 39.7246 | -94.8773 | 12.5
2025-09 | SWPP | Lake Road (MO) | 2098 | 4 | Evergy Missouri West | Natural Gas Steam Turbine | 39.7246 | -94.8773 | 90
2025-09 | SWPP | Lake Road (MO) | 2098 | 5 | Evergy Missouri West | Natural Gas Fired Combustion Turbine | 39.7246 | -94.8773 | 85
2025-09 | SWPP | Lake Road (MO) | 2098 | 6 | Evergy Missouri West | Petroleum Liquids | 39.7246 | -94.8773 | 24
2025-09 | SWPP | Lake Road (MO) | 2098 | 7 | Evergy Missouri West | Petroleum Liquids | 39.7246 | -94.8773 | 18.9
2025-09 | MISO | Labadie | 2103 | 1 | Union Electric Co - (MO) | Conventional Steam Coal | 38.5622 | -90.8377 | 573.7
2025-09 | MISO | Labadie | 2103 | 2 | Union Electric Co - (MO) | Conventional Steam Coal | 38.5622 | -90.8377 | 573.7
2025-09 | MISO | Labadie | 2103 | 3 | Union Electric Co - (MO) | Conventional Steam Coal | 38.5622 | -90.8377 | 621
2025-09 | MISO | Labadie | 2103 | 4 | Union Electric Co - (MO) | Conventional Steam Coal | 38.5622 | -90.8377 | 621
2025-09 | MISO | Osage Dam | 2106 | 1 | Union Electric Co - (MO) | Conventional Hydroelectric | 38.2044 | -92.6239 | 27.5
2025-09 | MISO | Osage Dam | 2106 | 2 | Union Electric Co - (MO) | Conventional Hydroelectric | 38.2044 | -92.6239 | 27.5
2025-09 | MISO | Osage Dam | 2106 | 3 | Union Electric Co - (MO) | Conventional Hydroelectric | 38.2044 | -92.6239 | 27.5
2025-09 | MISO | Osage Dam | 2106 | 4 | Union Electric Co - (MO) | Conventional Hydroelectric | 38.2044 | -92.6239 | 27.5
2025-09 | MISO | Osage Dam | 2106 | 5 | Union Electric Co - (MO) | Conventional Hydroelectric | 38.2044 | -92.6239 | 27.5
2025-09 | MISO | Osage Dam | 2106 | 6 | Union Electric Co - (MO) | Conventional Hydroelectric | 38.2044 | -92.6239 | 27.5
2025-09 | MISO | Osage Dam | 2106 | 7 | Union Electric Co - (MO) | Conventional Hydroelectric | 38.2044 | -92.6239 | 21.5
2025-09 | MISO | Osage Dam | 2106 | 8 | Union Electric Co - (MO) | Conventional Hydroelectric | 38.2044 | -92.6239 | 21.5
2025-09 | MISO | Sioux | 2107 | 1 | Union Electric Co - (MO) | Conventional Steam Coal | 38.9155 | -90.2902 | 549.7
2025-09 | MISO | Sioux | 2107 | 2 | Union Electric Co - (MO) | Conventional Steam Coal | 38.9155 | -90.2902 | 549.7
2025-09 | MISO | Taum Sauk | 2108 | 1 | Union Electric Co - (MO) | Hydroelectric Pumped Storage | 37.5208 | -90.8347 | 204
2025-09 | MISO | Taum Sauk | 2108 | 2 | Union Electric Co - (MO) | Hydroelectric Pumped Storage | 37.5208 | -90.8347 | 204
2025-09 | SWPP | Butler Municipal Power Plant | 2115 | 5 | City of Butler - (MO) | Petroleum Liquids | 38.2644 | -94.3444 | 1.4
2025-09 | SWPP | Butler Municipal Power Plant | 2115 | IC6 | City of Butler - (MO) | Petroleum Liquids | 38.2644 | -94.3444 | 1.5
2025-09 | SWPP | Butler Municipal Power Plant | 2115 | NG1 | City of Butler - (MO) | Petroleum Liquids | 38.2644 | -94.3444 | 2
2025-09 | SWPP | Butler Municipal Power Plant | 2115 | NG2 | City of Butler - (MO) | Petroleum Liquids | 38.2644 | -94.3444 | 2
2025-09 | SWPP | Butler Municipal Power Plant | 2115 | SG1 | City of Butler - (MO) | Petroleum Liquids | 38.2644 | -94.3444 | 2
2025-09 | SWPP | Butler Municipal Power Plant | 2115 | SG2 | City of Butler - (MO) | Petroleum Liquids | 38.2644 | -94.3444 | 2
2025-09 | SWPP | Carrollton | 2120 | 10 | Carrollton Board of Public Wks | Natural Gas Internal Combustion Engine | 39.3515 | -93.5016 | 6.1
2025-09 | SWPP | Carrollton | 2120 | 11 | Carrollton Board of Public Wks | Petroleum Liquids | 39.3515 | -93.5016 | 2
2025-09 | SWPP | Carrollton | 2120 | 3 | Carrollton Board of Public Wks | Natural Gas Internal Combustion Engine | 39.3515 | -93.5016 | 1.8
2025-09 | SWPP | Carrollton | 2120 | 7 | Carrollton Board of Public Wks | Natural Gas Internal Combustion Engine | 39.3515 | -93.5016 | 2.5
2025-09 | SWPP | Carrollton | 2120 | 8 | Carrollton Board of Public Wks | Natural Gas Internal Combustion Engine | 39.3515 | -93.5016 | 4.1
2025-09 | SWPP | Carrollton | 2120 | 9 | Carrollton Board of Public Wks | Natural Gas Internal Combustion Engine | 39.3515 | -93.5016 | 4.1
2025-09 | SWPP | Carthage | 2121 | 10 | City of Carthage - (MO) | Petroleum Liquids | 37.1766 | -94.2994 | 7
2025-09 | SWPP | Carthage | 2121 | 11 | City of Carthage - (MO) | Petroleum Liquids | 37.1766 | -94.2994 | 4.5
2025-09 | SWPP | Carthage | 2121 | 12 | City of Carthage - (MO) | Petroleum Liquids | 37.1766 | -94.2994 | 4.5
2025-09 | SWPP | Carthage | 2121 | 13 | City of Carthage - (MO) | Petroleum Liquids | 37.1766 | -94.2994 | 6
2025-09 | SWPP | Carthage | 2121 | 14 | City of Carthage - (MO) | Petroleum Liquids | 37.1766 | -94.2994 | 6
2025-09 | SWPP | Carthage | 2121 | 6 | City of Carthage - (MO) | Petroleum Liquids | 37.1766 | -94.2994 | 2.5
2025-09 | SWPP | Carthage | 2121 | 7 | City of Carthage - (MO) | Petroleum Liquids | 37.1766 | -94.2994 | 3
2025-09 | SWPP | Carthage | 2121 | 8 | City of Carthage - (MO) | Petroleum Liquids | 37.1766 | -94.2994 | 3.3
2025-09 | SWPP | Carthage | 2121 | 9 | City of Carthage - (MO) | Petroleum Liquids | 37.1766 | -94.2994 | 5
2025-09 | SWPP | Chillicothe | 2122 | D1 | Chillicothe Municipal Utils | Petroleum Liquids | 39.7834 | -93.5641 | 2
2025-09 | SWPP | Chillicothe | 2122 | D2 | Chillicothe Municipal Utils | Petroleum Liquids | 39.7834 | -93.5641 | 2
2025-09 | SWPP | Chillicothe | 2122 | D3 | Chillicothe Municipal Utils | Petroleum Liquids | 39.7834 | -93.5641 | 2
2025-09 | SWPP | Chillicothe | 2122 | D4 | Chillicothe Municipal Utils | Petroleum Liquids | 39.7834 | -93.5641 | 2
2025-09 | SWPP | Chillicothe | 2122 | D5 | Chillicothe Municipal Utils | Petroleum Liquids | 39.7834 | -93.5641 | 2
2025-09 | SWPP | Chillicothe | 2122 | GT1 | Chillicothe Municipal Utils | Natural Gas Fired Combustion Turbine | 39.7834 | -93.5641 | 40
2025-09 | SWPP | Chillicothe | 2122 | GT2 | Chillicothe Municipal Utils | Natural Gas Fired Combustion Turbine | 39.7834 | -93.5641 | 40
2025-09 | MISO | Columbia (MO) | 2123 | 6 | City of Columbia - (MO) | Natural Gas Fired Combustion Turbine | 38.9646 | -92.3168 | 12.5
2025-09 | MISO | Columbia (MO) | 2123 | 8 | City of Columbia - (MO) | Natural Gas Steam Turbine | 38.9646 | -92.3168 | 35
2025-09 | MISO | Columbia (MO) | 2123 | DAN1 | City of Columbia - (MO) | Petroleum Liquids | 38.9646 | -92.3168 | 2
2025-09 | MISO | Columbia (MO) | 2123 | LF1 | City of Columbia - (MO) | Landfill Gas | 38.9646 | -92.3168 | 1
2025-09 | MISO | Columbia (MO) | 2123 | LF2 | City of Columbia - (MO) | Landfill Gas | 38.9646 | -92.3168 | 1
2025-09 | MISO | Columbia (MO) | 2123 | LF3 | City of Columbia - (MO) | Landfill Gas | 38.9646 | -92.3168 | 1
2025-09 | MISO | Columbia (MO) | 2123 | SF1 | City of Columbia - (MO) | Petroleum Liquids | 38.9646 | -92.3168 | 1
2025-09 | MISO | Columbia (MO) | 2123 | SF2 | City of Columbia - (MO) | Petroleum Liquids | 38.9646 | -92.3168 | 1
2025-09 | MISO | Columbia (MO) | 2123 | SH1 | City of Columbia - (MO) | Petroleum Liquids | 38.9646 | -92.3168 | 1.3
2025-09 | MISO | Columbia (MO) | 2123 | SH2 | City of Columbia - (MO) | Petroleum Liquids | 38.9646 | -92.3168 | 1.3
2025-09 | MISO | Columbia (MO) | 2123 | WTP1 | City of Columbia - (MO) | Petroleum Liquids | 38.9646 | -92.3168 | 2
2025-09 | MISO | Columbia (MO) | 2123 | WTP2 | City of Columbia - (MO) | Petroleum Liquids | 38.9646 | -92.3168 | 2
2025-09 | SWPP | Higginsville | 2131 | 4 | City of Higginsville - (MO) | Natural Gas Fired Combustion Turbine | 39.0733 | -93.7147 | 40
2025-09 | SWPP | Higginsville | 2131 | 5 | City of Higginsville - (MO) | Petroleum Liquids | 39.0733 | -93.7147 | 1.2
2025-09 | SWPP | Higginsville | 2131 | 6 | City of Higginsville - (MO) | Petroleum Liquids | 39.0733 | -93.7147 | 5.5
2025-09 | SWPP | Jackson Square | 2134 | 1 | City of Independence - (MO) | Petroleum Liquids | 39.0946 | -94.4115 | 18
2025-09 | SWPP | Jackson Square | 2134 | 2 | City of Independence - (MO) | Petroleum Liquids | 39.0946 | -94.4115 | 18
2025-09 | SWPP | Station H | 2135 | 1 | City of Independence - (MO) | Natural Gas Fired Combustion Turbine | 39.1067 | -94.3804 | 19
2025-09 | SWPP | Station H | 2135 | 2 | City of Independence - (MO) | Natural Gas Fired Combustion Turbine | 39.1067 | -94.3804 | 24
2025-09 | SWPP | Station I | 2136 | 1 | City of Independence - (MO) | Petroleum Liquids | 39.056 | -94.393 | 19
2025-09 | SWPP | Station I | 2136 | 2 | City of Independence - (MO) | Petroleum Liquids | 39.056 | -94.393 | 19
2025-09 | MISO | Jackson (MO) | 2137 | 10 | City of Jackson - (MO) | Petroleum Liquids | 37.3847 | -89.6606 | 2
2025-09 | MISO | Jackson (MO) | 2137 | 11 | City of Jackson - (MO) | Petroleum Liquids | 37.3847 | -89.6606 | 2
2025-09 | MISO | Jackson (MO) | 2137 | 12 | City of Jackson - (MO) | Petroleum Liquids | 37.3847 | -89.6606 | 2
2025-09 | MISO | Jackson (MO) | 2137 | 3 | City of Jackson - (MO) | Petroleum Liquids | 37.3847 | -89.6606 | 1
2025-09 | MISO | Jackson (MO) | 2137 | 4 | City of Jackson - (MO) | Petroleum Liquids | 37.3847 | -89.6606 | 1
2025-09 | MISO | Jackson (MO) | 2137 | 5 | City of Jackson - (MO) | Petroleum Liquids | 37.3847 | -89.6606 | 0.7
2025-09 | MISO | Jackson (MO) | 2137 | 6 | City of Jackson - (MO) | Petroleum Liquids | 37.3847 | -89.6606 | 1
2025-09 | MISO | Jackson (MO) | 2137 | 7 | City of Jackson - (MO) | Petroleum Liquids | 37.3847 | -89.6606 | 6.8
2025-09 | MISO | Jackson (MO) | 2137 | 8 | City of Jackson - (MO) | Petroleum Liquids | 37.3847 | -89.6606 | 6.8
2025-09 | MISO | Jackson (MO) | 2137 | 9 | City of Jackson - (MO) | Petroleum Liquids | 37.3847 | -89.6606 | 3
2025-09 | MISO | Kahoka | 2138 | 10 | City of Kahoka | Petroleum Liquids | 40.4225 | -91.7206 | 1.1
2025-09 | MISO | Kahoka | 2138 | 11 | City of Kahoka | Petroleum Liquids | 40.4225 | -91.7206 | 1.1
2025-09 | MISO | Kahoka | 2138 | 12 | City of Kahoka | Petroleum Liquids | 40.4225 | -91.7206 | 1.1
2025-09 | MISO | Kahoka | 2138 | 3 | City of Kahoka | Petroleum Liquids | 40.4225 | -91.7206 | 0.2
2025-09 | MISO | Kahoka | 2138 | 6 | City of Kahoka | Petroleum Liquids | 40.4225 | -91.7206 | 0.7
2025-09 | MISO | Kahoka | 2138 | 7 | City of Kahoka | Natural Gas Internal Combustion Engine | 40.4225 | -91.7206 | 0.8
2025-09 | MISO | Kahoka | 2138 | 8 | City of Kahoka | Natural Gas Internal Combustion Engine | 40.4225 | -91.7206 | 1.5
2025-09 | MISO | Kahoka | 2138 | 9 | City of Kahoka | Natural Gas Internal Combustion Engine | 40.4225 | -91.7206 | 0.9
2025-09 | SWPP | Kennett | 2139 | 10 | City of Kennett - (MO) | Petroleum Liquids | 36.2338 | -90.0521 | 6.2
2025-09 | SWPP | Kennett | 2139 | 11 | City of Kennett - (MO) | Petroleum Liquids | 36.2338 | -90.0521 | 6.2
2025-09 | SWPP | Kennett | 2139 | 12 | City of Kennett - (MO) | Natural Gas Internal Combustion Engine | 36.2338 | -90.0521 | 6.4
2025-09 | SWPP | Kennett | 2139 | 13 | City of Kennett - (MO) | Natural Gas Internal Combustion Engine | 36.2338 | -90.0521 | 6.4
2025-09 | SWPP | Kennett | 2139 | 9 | City of Kennett - (MO) | Petroleum Liquids | 36.2338 | -90.0521 | 6.2
2025-09 | SWPP | La Plata | 2140 | 1 | City of La Plata - (MO) | Petroleum Liquids | 40.0244 | -92.4896 | 1.8
2025-09 | SWPP | La Plata | 2140 | 2 | City of La Plata - (MO) | Petroleum Liquids | 40.0244 | -92.4896 | 1.8
2025-09 | SWPP | Malden | 2142 | 2A | City of Malden - (MO) | Petroleum Liquids | 36.5531 | -89.9682 | 1.8
2025-09 | SWPP | Malden | 2142 | 3A | City of Malden - (MO) | Petroleum Liquids | 36.5531 | -89.9682 | 1.8
2025-09 | SWPP | Malden | 2142 | 4A | City of Malden - (MO) | Petroleum Liquids | 36.5531 | -89.9682 | 1.8
2025-09 | SWPP | Malden | 2142 | 5 | City of Malden - (MO) | Petroleum Liquids | 36.5531 | -89.9682 | 1.4
2025-09 | SWPP | Malden | 2142 | 6 | City of Malden - (MO) | Petroleum Liquids | 36.5531 | -89.9682 | 2
2025-09 | SWPP | Malden | 2142 | 7 | City of Malden - (MO) | Petroleum Liquids | 36.5531 | -89.9682 | 2.8
2025-09 | SWPP | Malden | 2142 | 8 | City of Malden - (MO) | Petroleum Liquids | 36.5531 | -89.9682 | 4.3
2025-09 | SWPP | Marshall (MO) | 2144 | 10 | City of Marshall - (MO) | Natural Gas Internal Combustion Engine | 39.1228 | -93.2064 | 6.3
2025-09 | SWPP | Marshall (MO) | 2144 | 11 | City of Marshall - (MO) | Natural Gas Internal Combustion Engine | 39.1228 | -93.2064 | 6.3
2025-09 | SWPP | Marshall (MO) | 2144 | 7 | City of Marshall - (MO) | Petroleum Liquids | 39.1228 | -93.2064 | 1
2025-09 | SWPP | Marshall (MO) | 2144 | 8 | City of Marshall - (MO) | Petroleum Liquids | 39.1228 | -93.2064 | 1
2025-09 | SWPP | Marshall (MO) | 2144 | 9 | City of Marshall - (MO) | Petroleum Liquids | 39.1228 | -93.2064 | 1
2025-09 | SWPP | Marshall (MO) | 2144 | GT1 | City of Marshall - (MO) | Natural Gas Fired Combustion Turbine | 39.1228 | -93.2064 | 15.2
2025-09 | SWPP | James River Power Station | 2161 | GT1 | City Utilities of Springfield - (MO) | Natural Gas Fired Combustion Turbine | 37.1086 | -93.2619 | 96
2025-09 | SWPP | James River Power Station | 2161 | GT2 | City Utilities of Springfield - (MO) | Natural Gas Fired Combustion Turbine | 37.1086 | -93.2619 | 101.5
2025-09 | MISO | Glendive GT | 2176 | GT-2 | Montana-Dakota Utilities Co | Natural Gas Fired Combustion Turbine | 47.0539 | -104.74 | 43
2025-09 | MISO | Glendive GT | 2176 | GT1 | Montana-Dakota Utilities Co | Natural Gas Fired Combustion Turbine | 47.0539 | -104.74 | 40.7
2025-09 | MISO | Miles City GT | 2177 | 1 | Montana-Dakota Utilities Co | Natural Gas Fired Combustion Turbine | 46.4112 | -105.7953 | 23.3
2025-09 | SWPP | Ansley | 2214 | 2 | City of Ansley - (NE) | Natural Gas Internal Combustion Engine | 41.2892 | -99.3863 | 0.9
2025-09 | SWPP | Ansley | 2214 | 3 | City of Ansley - (NE) | Natural Gas Internal Combustion Engine | 41.2892 | -99.3863 | 0.6
2025-09 | SWPP | Auburn | 2215 | 1 | Auburn Board of Public Works | Petroleum Liquids | 40.3883 | -95.8464 | 2.4
2025-09 | SWPP | Auburn | 2215 | 2 | Auburn Board of Public Works | Petroleum Liquids | 40.3883 | -95.8464 | 1
2025-09 | SWPP | Auburn | 2215 | 4A | Auburn Board of Public Works | Petroleum Liquids | 40.3883 | -95.8464 | 3.7
2025-09 | SWPP | Auburn | 2215 | 5 | Auburn Board of Public Works | Petroleum Liquids | 40.3883 | -95.8464 | 3.3
2025-09 | SWPP | Auburn | 2215 | 6 | Auburn Board of Public Works | Petroleum Liquids | 40.3883 | -95.8464 | 2.7
2025-09 | SWPP | Auburn | 2215 | 7 | Auburn Board of Public Works | Petroleum Liquids | 40.3883 | -95.8464 | 5.6
2025-09 | SWPP | Beaver City | 2217 | 1 | City of Beaver City - (NE) | Petroleum Liquids | 40.1303 | -99.8278 | 0.5
2025-09 | SWPP | Beaver City | 2217 | 2 | City of Beaver City - (NE) | Natural Gas Internal Combustion Engine | 40.1303 | -99.8278 | 0.3
2025-09 | SWPP | Beaver City | 2217 | 3 | City of Beaver City - (NE) | Petroleum Liquids | 40.1303 | -99.8278 | 0.3
2025-09 | SWPP | Beaver City | 2217 | 4 | City of Beaver City - (NE) | Natural Gas Internal Combustion Engine | 40.1303 | -99.8278 | 0.9
2025-09 | SWPP | Broken Bow | 2221 | 1 | City of Broken Bow - (NE) | Petroleum Liquids | 41.4031 | -99.6392 | 0.5
2025-09 | SWPP | Broken Bow | 2221 | 2 | City of Broken Bow - (NE) | Natural Gas Internal Combustion Engine | 41.4031 | -99.6392 | 3.5
2025-09 | SWPP | Broken Bow | 2221 | 3 | City of Broken Bow - (NE) | Petroleum Liquids | 41.4031 | -99.6392 | 0.8
2025-09 | SWPP | Broken Bow | 2221 | 4 | City of Broken Bow - (NE) | Natural Gas Internal Combustion Engine | 41.4031 | -99.6392 | 0.8
2025-09 | SWPP | Broken Bow | 2221 | 5 | City of Broken Bow - (NE) | Natural Gas Internal Combustion Engine | 41.4031 | -99.6392 | 1
2025-09 | SWPP | Broken Bow | 2221 | 6 | City of Broken Bow - (NE) | Natural Gas Internal Combustion Engine | 41.4031 | -99.6392 | 2.1
2025-09 | SWPP | Burwell | 2222 | 1 | City of Burwell - (NE) | Petroleum Liquids | 41.7803 | -99.1361 | 1.3
2025-09 | SWPP | Burwell | 2222 | 2 | City of Burwell - (NE) | Petroleum Liquids | 41.7803 | -99.1361 | 1.1
2025-09 | SWPP | Burwell | 2222 | 3 | City of Burwell - (NE) | Petroleum Liquids | 41.7803 | -99.1361 | 0.9
2025-09 | SWPP | Burwell | 2222 | 4 | City of Burwell - (NE) | Petroleum Liquids | 41.7803 | -99.1361 | 0.6
2025-09 | SWPP | Cambridge | 2223 | CAT1 | City of Cambridge - (NE) | Petroleum Liquids | 40.2862 | -100.1768 | 2
2025-09 | SWPP | Cambridge | 2223 | CAT2 | City of Cambridge - (NE) | Petroleum Liquids | 40.2862 | -100.1768 | 2
2025-09 | SWPP | Campbell Village | 2225 | IC4 | Village of Campbell - (NE) | Petroleum Liquids | 40.2992 | -98.7331 | 1
2025-09 | SWPP | Canaday | 2226 | 1 | Nebraska Public Power District | Natural Gas Steam Turbine | 40.6942 | -99.7011 | 108.8
2025-09 | SWPP | Jeffrey | 2227 | 1 | Central Nebraska Pub P&I Dist | Conventional Hydroelectric | 40.9594 | -100.3979 | 10.8
2025-09 | SWPP | Jeffrey | 2227 | 2 | Central Nebraska Pub P&I Dist | Conventional Hydroelectric | 40.9594 | -100.3979 | 10.8
2025-09 | SWPP | Johnson 1 | 2228 | 1 | Central Nebraska Pub P&I Dist | Conventional Hydroelectric | 40.6936 | -99.8178 | 10.8
2025-09 | SWPP | Johnson 1 | 2228 | 2 | Central Nebraska Pub P&I Dist | Conventional Hydroelectric | 40.6936 | -99.8178 | 10.8
2025-09 | SWPP | Johnson 2 | 2229 | 1 | Central Nebraska Pub P&I Dist | Conventional Hydroelectric | 40.6839 | -99.7447 | 22.5
2025-09 | SWPP | Chappell | 2230 | 5 | City of Chappell - (NE) | Petroleum Liquids | 41.0926 | -102.4715 | 1.1
2025-09 | SWPP | Crete | 2231 | 7 | City of Crete | Natural Gas Internal Combustion Engine | 40.6253 | -96.9601 | 6
2025-09 | SWPP | Curtis | 2232 | 2 | City of Curtis - (NE) | Natural Gas Internal Combustion Engine | 40.6315 | -100.5152 | 0.9
2025-09 | SWPP | Curtis | 2232 | 3 | City of Curtis - (NE) | Natural Gas Internal Combustion Engine | 40.6315 | -100.5152 | 1.1
2025-09 | SWPP | Curtis | 2232 | 4 | City of Curtis - (NE) | Natural Gas Internal Combustion Engine | 40.6315 | -100.5152 | 1.4
2025-09 | SWPP | David City | 2233 | 1 | City of David City | Natural Gas Internal Combustion Engine | 41.2547 | -97.1192 | 1.5
2025-09 | SWPP | David City | 2233 | 2 | City of David City | Petroleum Liquids | 41.2547 | -97.1192 | 1
2025-09 | SWPP | David City | 2233 | 3 | City of David City | Natural Gas Internal Combustion Engine | 41.2547 | -97.1192 | 1
2025-09 | SWPP | David City | 2233 | 4 | City of David City | Natural Gas Internal Combustion Engine | 41.2547 | -97.1192 | 2.3
2025-09 | SWPP | David City | 2233 | 5 | City of David City | Petroleum Liquids | 41.2547 | -97.1192 | 1.6
2025-09 | SWPP | David City | 2233 | 7 | City of David City | Petroleum Liquids | 41.2547 | -97.1192 | 1.6
2025-09 | SWPP | Deshler | 2234 | 4 | City of Deshler - (NE) | Petroleum Liquids | 40.1408 | -97.7239 | 0.6
2025-09 | SWPP | Deshler | 2234 | 5 | City of Deshler - (NE) | Petroleum Liquids | 40.1408 | -97.7239 | 1.1
2025-09 | SWPP | Emerson | 2235 | 2 | City of Emerson - (NE) | Natural Gas Internal Combustion Engine | 42.276 | -96.7292 | 1.1
2025-09 | SWPP | Emerson | 2235 | 3 | City of Emerson - (NE) | Petroleum Liquids | 42.276 | -96.7292 | 0.1
2025-09 | SWPP | Emerson | 2235 | 4 | City of Emerson - (NE) | Natural Gas Internal Combustion Engine | 42.276 | -96.7292 | 0.4
2025-09 | SWPP | Falls City | 2237 | 1 | City of Falls City - (NE) | Petroleum Liquids | 40.055 | -95.6083 | 0.6
2025-09 | SWPP | Falls City | 2237 | 2 | City of Falls City - (NE) | Petroleum Liquids | 40.055 | -95.6083 | 0.9
2025-09 | SWPP | Falls City | 2237 | 3 | City of Falls City - (NE) | Natural Gas Internal Combustion Engine | 40.055 | -95.6083 | 2.7
2025-09 | SWPP | Falls City | 2237 | 4 | City of Falls City - (NE) | Natural Gas Internal Combustion Engine | 40.055 | -95.6083 | 1.1
2025-09 | SWPP | Falls City | 2237 | 5 | City of Falls City - (NE) | Natural Gas Internal Combustion Engine | 40.055 | -95.6083 | 2
2025-09 | SWPP | Falls City | 2237 | 6 | City of Falls City - (NE) | Natural Gas Internal Combustion Engine | 40.055 | -95.6083 | 2.5
2025-09 | SWPP | Falls City | 2237 | 7 | City of Falls City - (NE) | Natural Gas Internal Combustion Engine | 40.055 | -95.6083 | 6.2
2025-09 | SWPP | Falls City | 2237 | 8 | City of Falls City - (NE) | Natural Gas Internal Combustion Engine | 40.055 | -95.6083 | 6
2025-09 | SWPP | Falls City | 2237 | 9 | City of Falls City - (NE) | Natural Gas Internal Combustion Engine | 40.055 | -95.6083 | 9.3
2025-09 | SWPP | Franklin (NE) | 2238 | 1 | City of Franklin - (NE) | Natural Gas Internal Combustion Engine | 40.0892 | -98.9508 | 0.6
2025-09 | SWPP | Franklin (NE) | 2238 | 2 | City of Franklin - (NE) | Natural Gas Internal Combustion Engine | 40.0892 | -98.9508 | 1.3
2025-09 | SWPP | Franklin (NE) | 2238 | 3 | City of Franklin - (NE) | Natural Gas Internal Combustion Engine | 40.0892 | -98.9508 | 1.1
2025-09 | SWPP | Franklin (NE) | 2238 | 4 | City of Franklin - (NE) | Natural Gas Internal Combustion Engine | 40.0892 | -98.9508 | 0.9
2025-09 | SWPP | Lon Wright | 2240 | 5OT | City of Fremont - (NE) | Natural Gas Fired Combustion Turbine | 41.4281 | -96.4623 | 40
2025-09 | SWPP | Lon Wright | 2240 | 6 | City of Fremont - (NE) | Conventional Steam Coal | 41.4281 | -96.4623 | 16.5
2025-09 | SWPP | Lon Wright | 2240 | 7 | City of Fremont - (NE) | Conventional Steam Coal | 41.4281 | -96.4623 | 22
2025-09 | SWPP | Lon Wright | 2240 | 8 | City of Fremont - (NE) | Conventional Steam Coal | 41.4281 | -96.4623 | 91.5
2025-09 | SWPP | Lon Wright | 2240 | SLR1 | City of Fremont - (NE) | Solar Photovoltaic | 41.4281 | -96.4623 | 1.3
2025-09 | SWPP | Lon Wright | 2240 | SLR2 | City of Fremont - (NE) | Solar Photovoltaic | 41.4281 | -96.4623 | 1
2025-09 | SWPP | C W Burdick | 2241 | GT1 | City of Grand Island - (NE) | Natural Gas Fired Combustion Turbine | 40.9228 | -98.3269 | 16
2025-09 | SWPP | C W Burdick | 2241 | GT2 | City of Grand Island - (NE) | Natural Gas Fired Combustion Turbine | 40.9228 | -98.3269 | 63.4
2025-09 | SWPP | C W Burdick | 2241 | GT3 | City of Grand Island - (NE) | Natural Gas Fired Combustion Turbine | 40.9228 | -98.3269 | 63.4
2025-09 | SWPP | Don Henry | 2243 | 1 | City of Hastings - (NE) | Natural Gas Fired Combustion Turbine | 40.5832 | -98.4201 | 22
2025-09 | SWPP | North Denver | 2244 | 4 | City of Hastings - (NE) | Natural Gas Steam Turbine | 40.5988 | -98.3886 | 17
2025-09 | SWPP | North Denver | 2244 | 5 | City of Hastings - (NE) | Natural Gas Steam Turbine | 40.5988 | -98.3886 | 22
2025-09 | SWPP | Laurel | 2249 | 1 | City of Laurel - (NE) | Natural Gas Internal Combustion Engine | 42.4305 | -97.0908 | 1.3
2025-09 | SWPP | Laurel | 2249 | 2 | City of Laurel - (NE) | Natural Gas Internal Combustion Engine | 42.4305 | -97.0908 | 0.9
2025-09 | SWPP | Laurel | 2249 | 7 | City of Laurel - (NE) | Natural Gas Internal Combustion Engine | 42.4305 | -97.0908 | 1.3
2025-09 | SWPP | J Street | 2250 | 1 | Lincoln Electric System | Natural Gas Fired Combustion Turbine | 40.8079 | -96.7107 | 27
2025-09 | SWPP | Lyons | 2253 | 2 | City of Lyons - (NE) | Petroleum Liquids | 41.9374 | -96.4668 | 0.5
2025-09 | SWPP | Lyons | 2253 | 3 | City of Lyons - (NE) | Petroleum Liquids | 41.9374 | -96.4668 | 0.8
2025-09 | SWPP | Lyons | 2253 | 4A | City of Lyons - (NE) | Petroleum Liquids | 41.9374 | -96.4668 | 1.2
2025-09 | SWPP | Nebraska City # 1 | 2255 | 10 | City of Nebraska City | Natural Gas Internal Combustion Engine | 40.6806 | -95.8475 | 6.5
2025-09 | SWPP | Nebraska City # 1 | 2255 | 2 | City of Nebraska City | Petroleum Liquids | 40.6806 | -95.8475 | 1.5
2025-09 | SWPP | Nebraska City # 1 | 2255 | 3 | City of Nebraska City | Natural Gas Internal Combustion Engine | 40.6806 | -95.8475 | 2.5
2025-09 | SWPP | Nebraska City # 1 | 2255 | 4 | City of Nebraska City | Natural Gas Internal Combustion Engine | 40.6806 | -95.8475 | 3.1
2025-09 | SWPP | Nebraska City # 1 | 2255 | 5 | City of Nebraska City | Natural Gas Internal Combustion Engine | 40.6806 | -95.8475 | 2
2025-09 | SWPP | Nebraska City # 1 | 2255 | 8 | City of Nebraska City | Natural Gas Internal Combustion Engine | 40.6806 | -95.8475 | 4.1
2025-09 | SWPP | Nebraska City # 1 | 2255 | 9 | City of Nebraska City | Natural Gas Internal Combustion Engine | 40.6806 | -95.8475 | 6.4
2025-09 | SWPP | Syracuse # 2 | 2256 | 6 | City of Nebraska City | Natural Gas Internal Combustion Engine | 40.6756 | -96.1778 | 2
2025-09 | SWPP | Syracuse # 2 | 2256 | 7 | City of Nebraska City | Natural Gas Internal Combustion Engine | 40.6756 | -96.1778 | 2
2025-09 | SWPP | Columbus | 2260 | 1 | Loup River Public Power Dist | Conventional Hydroelectric | 41.4639 | -97.3283 | 15.2
2025-09 | SWPP | Columbus | 2260 | 2 | Loup River Public Power Dist | Conventional Hydroelectric | 41.4639 | -97.3283 | 15.2
2025-09 | SWPP | Columbus | 2260 | 3 | Loup River Public Power Dist | Conventional Hydroelectric | 41.4639 | -97.3283 | 15.2
2025-09 | SWPP | Hallam | 2265 | 1 | Nebraska Public Power District | Petroleum Liquids | 40.5587 | -96.7862 | 56.7
2025-09 | SWPP | Hebron | 2266 | 1 | Nebraska Public Power District | Petroleum Liquids | 40.1879 | -97.5779 | 56.7
2025-09 | SWPP | Kearney | 2268 | 1 | Nebraska Public Power District | Conventional Hydroelectric | 40.7035 | -99.1008 | 1.5
2025-09 | SWPP | McCook | 2271 | 1 | Nebraska Public Power District | Petroleum Liquids | 40.2214 | -100.6508 | 56.7
2025-09 | SWPP | Monroe (NE) | 2273 | 1 | Loup River Public Power Dist | Conventional Hydroelectric | 41.4872 | -97.6078 | 2.8
2025-09 | SWPP | Monroe (NE) | 2273 | 2 | Loup River Public Power Dist | Conventional Hydroelectric | 41.4872 | -97.6078 | 2.8
2025-09 | SWPP | Monroe (NE) | 2273 | 3 | Loup River Public Power Dist | Conventional Hydroelectric | 41.4872 | -97.6078 | 2.8
2025-09 | SWPP | North Platte | 2274 | 1 | Nebraska Public Power District | Conventional Hydroelectric | 41.0864 | -100.7594 | 13.1
2025-09 | SWPP | North Platte | 2274 | 2 | Nebraska Public Power District | Conventional Hydroelectric | 41.0864 | -100.7594 | 13.1
2025-09 | SWPP | Sheldon | 2277 | 1 | Nebraska Public Power District | Conventional Steam Coal | 40.5589 | -96.7847 | 108.8
2025-09 | SWPP | Sheldon | 2277 | 2 | Nebraska Public Power District | Conventional Steam Coal | 40.5589 | -96.7847 | 119.9
2025-09 | SWPP | Jones Street | 2290 | 1 | Omaha Public Power District | Petroleum Liquids | 41.2515 | -95.9227 | 65
2025-09 | SWPP | Jones Street | 2290 | 2 | Omaha Public Power District | Petroleum Liquids | 41.2515 | -95.9227 | 65
2025-09 | SWPP | North Omaha | 2291 | 1 | Omaha Public Power District | Natural Gas Steam Turbine | 41.3291 | -95.9447 | 73.5
2025-09 | SWPP | North Omaha | 2291 | 2 | Omaha Public Power District | Natural Gas Steam Turbine | 41.3291 | -95.9447 | 108.8
2025-09 | SWPP | North Omaha | 2291 | 3 | Omaha Public Power District | Natural Gas Steam Turbine | 41.3291 | -95.9447 | 108.8
2025-09 | SWPP | North Omaha | 2291 | 4 | Omaha Public Power District | Conventional Steam Coal | 41.3291 | -95.9447 | 136
2025-09 | SWPP | North Omaha | 2291 | 5 | Omaha Public Power District | Conventional Steam Coal | 41.3291 | -95.9447 | 217.6
2025-09 | SWPP | Sarpy County | 2292 | 1 | Omaha Public Power District | Natural Gas Fired Combustion Turbine | 41.1706 | -95.9706 | 55.4
2025-09 | SWPP | Sarpy County | 2292 | 2 | Omaha Public Power District | Natural Gas Fired Combustion Turbine | 41.1706 | -95.9706 | 55.4
2025-09 | SWPP | Sarpy County | 2292 | 3 | Omaha Public Power District | Natural Gas Fired Combustion Turbine | 41.1706 | -95.9706 | 106.3
2025-09 | SWPP | Sarpy County | 2292 | 4 | Omaha Public Power District | Natural Gas Fired Combustion Turbine | 41.1706 | -95.9706 | 58.9
2025-09 | SWPP | Sarpy County | 2292 | 5 | Omaha Public Power District | Natural Gas Fired Combustion Turbine | 41.1706 | -95.9706 | 58.9
2025-09 | SWPP | Sarpy County | 2292 | BSD | Omaha Public Power District | Petroleum Liquids | 41.1706 | -95.9706 | 3.5
2025-09 | SWPP | Ord | 2294 | 1 | City of Ord - (NE) | Petroleum Liquids | 41.6042 | -98.9261 | 5
2025-09 | SWPP | Ord | 2294 | 2 | City of Ord - (NE) | Petroleum Liquids | 41.6042 | -98.9261 | 1.5
2025-09 | SWPP | Ord | 2294 | 3 | City of Ord - (NE) | Petroleum Liquids | 41.6042 | -98.9261 | 2.5
2025-09 | SWPP | Ord | 2294 | 4A | City of Ord - (NE) | Petroleum Liquids | 41.6042 | -98.9261 | 1.5
2025-09 | SWPP | Ord | 2294 | 5A | City of Ord - (NE) | Petroleum Liquids | 41.6042 | -98.9261 | 1.5
2025-09 | SWPP | Oxford (NE) | 2295 | 2 | Village of Oxford - (NE) | Natural Gas Internal Combustion Engine | 40.2581 | -99.6108 | 0.6
2025-09 | SWPP | Oxford (NE) | 2295 | 3 | Village of Oxford - (NE) | Natural Gas Internal Combustion Engine | 40.2581 | -99.6108 | 0.9
2025-09 | SWPP | Oxford (NE) | 2295 | 4 | Village of Oxford - (NE) | Natural Gas Internal Combustion Engine | 40.2581 | -99.6108 | 0.6
2025-09 | SWPP | Oxford (NE) | 2295 | 5 | Village of Oxford - (NE) | Natural Gas Internal Combustion Engine | 40.2581 | -99.6108 | 1.3
2025-09 | SWPP | Pender | 2296 | 1 | City of Pender - (NE) | Petroleum Liquids | 42.1147 | -96.7054 | 1.5
2025-09 | SWPP | Pender | 2296 | 2 | City of Pender - (NE) | Petroleum Liquids | 42.1147 | -96.7054 | 2
2025-09 | SWPP | Pender | 2296 | 4 | City of Pender - (NE) | Petroleum Liquids | 42.1147 | -96.7054 | 0.9
2025-09 | SWPP | Red Cloud | 2299 | 2 | City of Red Cloud - (NE) | Petroleum Liquids | 40.098 | -98.519 | 0.9
2025-09 | SWPP | Red Cloud | 2299 | 3 | City of Red Cloud - (NE) | Petroleum Liquids | 40.098 | -98.519 | 1.3
2025-09 | SWPP | Red Cloud | 2299 | 4 | City of Red Cloud - (NE) | Petroleum Liquids | 40.098 | -98.519 | 1.3
2025-09 | SWPP | Red Cloud | 2299 | 5 | City of Red Cloud - (NE) | Petroleum Liquids | 40.098 | -98.519 | 2.2
2025-09 | SWPP | Sargent | 2300 | 1 | City of Sargent - (NE) | Petroleum Liquids | 41.6416 | -99.3698 | 1.1
2025-09 | SWPP | Sargent | 2300 | 3 | City of Sargent - (NE) | Petroleum Liquids | 41.6416 | -99.3698 | 0.9
2025-09 | SWPP | Sargent | 2300 | 4 | City of Sargent - (NE) | Petroleum Liquids | 41.6416 | -99.3698 | 0.4
2025-09 | SWPP | Sidney (NE) | 2302 | 1 | City of Sidney - (NE) | Natural Gas Internal Combustion Engine | 41.1456 | -102.9778 | 1.2
2025-09 | SWPP | Sidney (NE) | 2302 | 3 | City of Sidney - (NE) | Petroleum Liquids | 41.1456 | -102.9778 | 0.8
2025-09 | SWPP | Sidney (NE) | 2302 | 5 | City of Sidney - (NE) | Natural Gas Internal Combustion Engine | 41.1456 | -102.9778 | 3.1
2025-09 | SWPP | Spalding | 2303 | 1 | Village of Spalding - (NE) | Conventional Hydroelectric | 41.6814 | -98.3676 | 0.1
2025-09 | SWPP | Spalding | 2303 | 2 | Village of Spalding - (NE) | Conventional Hydroelectric | 41.6814 | -98.3676 | 0.1
2025-09 | SWPP | Spalding | 2303 | 4 | Village of Spalding - (NE) | Petroleum Liquids | 41.6814 | -98.3676 | 0.2
2025-09 | SWPP | Spalding | 2303 | 5 | Village of Spalding - (NE) | Petroleum Liquids | 41.6814 | -98.3676 | 0.4
2025-09 | SWPP | Spalding | 2303 | 6 | Village of Spalding - (NE) | Petroleum Liquids | 41.6814 | -98.3676 | 1.3
2025-09 | SWPP | Stuart (NE) | 2305 | 1 | City of Stuart - (NE) | Natural Gas Internal Combustion Engine | 42.5994 | -99.1437 | 0.7
2025-09 | SWPP | Stuart (NE) | 2305 | 4 | City of Stuart - (NE) | Petroleum Liquids | 42.5994 | -99.1437 | 0.8
2025-09 | SWPP | Tecumseh | 2308 | 1 | City of Tecumseh | Petroleum Liquids | 40.3664 | -96.19 | 0.7
2025-09 | SWPP | Tecumseh | 2308 | 2 | City of Tecumseh | Natural Gas Internal Combustion Engine | 40.3664 | -96.19 | 1.5
2025-09 | SWPP | Tecumseh | 2308 | 3 | City of Tecumseh | Petroleum Liquids | 40.3664 | -96.19 | 1.1
2025-09 | SWPP | Tecumseh | 2308 | 4 | City of Tecumseh | Petroleum Liquids | 40.3664 | -96.19 | 1.3
2025-09 | SWPP | Tecumseh | 2308 | 5A | City of Tecumseh | Natural Gas Internal Combustion Engine | 40.3664 | -96.19 | 2.4
2025-09 | SWPP | Wahoo | 2310 | 1 | City of Wahoo - (NE) | Natural Gas Internal Combustion Engine | 41.2118 | -96.6115 | 2.5
2025-09 | SWPP | Wahoo | 2310 | 2 | City of Wahoo - (NE) | Petroleum Liquids | 41.2118 | -96.6115 | 0.5
2025-09 | SWPP | Wahoo | 2310 | 3 | City of Wahoo - (NE) | Natural Gas Internal Combustion Engine | 41.2118 | -96.6115 | 4.4
2025-09 | SWPP | Wahoo | 2310 | 4 | City of Wahoo - (NE) | Natural Gas Internal Combustion Engine | 41.2118 | -96.6115 | 1.2
2025-09 | SWPP | Wahoo | 2310 | 5 | City of Wahoo - (NE) | Natural Gas Internal Combustion Engine | 41.2118 | -96.6115 | 2.1
2025-09 | SWPP | Wahoo | 2310 | 6 | City of Wahoo - (NE) | Natural Gas Internal Combustion Engine | 41.2118 | -96.6115 | 3.5
2025-09 | SWPP | Wakefield | 2311 | 2 | City of Wakefield - (NE) | Petroleum Liquids | 42.2691 | -96.8621 | 0.6
2025-09 | SWPP | Wakefield | 2311 | 5 | City of Wakefield - (NE) | Petroleum Liquids | 42.2691 | -96.8621 | 1.3
2025-09 | SWPP | Wakefield | 2311 | 6 | City of Wakefield - (NE) | Petroleum Liquids | 42.2691 | -96.8621 | 1.3
2025-09 | SWPP | Wakefield | 2311 | IC4 | City of Wakefield - (NE) | Petroleum Liquids | 42.2691 | -96.8621 | 0.9
2025-09 | SWPP | Wayne IC | 2312 | 1 | City of Wayne | Petroleum Liquids | 42.2278 | -97.0183 | 1.3
2025-09 | SWPP | Wayne IC | 2312 | 2 | City of Wayne | Petroleum Liquids | 42.2278 | -97.0183 | 1
2025-09 | SWPP | Wayne IC | 2312 | 3 | City of Wayne | Petroleum Liquids | 42.2278 | -97.0183 | 1.9
2025-09 | SWPP | Wayne IC | 2312 | 4 | City of Wayne | Petroleum Liquids | 42.2278 | -97.0183 | 2
2025-09 | SWPP | Wayne IC | 2312 | 5 | City of Wayne | Petroleum Liquids | 42.2278 | -97.0183 | 3.5
2025-09 | SWPP | Wayne IC | 2312 | 6 | City of Wayne | Petroleum Liquids | 42.2278 | -97.0183 | 5.1
2025-09 | SWPP | Wayne IC | 2312 | 7 | City of Wayne | Petroleum Liquids | 42.2278 | -97.0183 | 3.5
2025-09 | SWPP | Wayne IC | 2312 | 8 | City of Wayne | Petroleum Liquids | 42.2278 | -97.0183 | 3.5
2025-09 | SWPP | West Point Municipal | 2313 | 2 | City of West Point - (NE) | Natural Gas Internal Combustion Engine | 41.8449 | -96.7134 | 0.9
2025-09 | SWPP | West Point Municipal | 2313 | 3 | City of West Point - (NE) | Natural Gas Internal Combustion Engine | 41.8449 | -96.7134 | 1.2
2025-09 | SWPP | West Point Municipal | 2313 | 4 | City of West Point - (NE) | Natural Gas Internal Combustion Engine | 41.8449 | -96.7134 | 2.3
2025-09 | SWPP | Wilber | 2315 | 4 | City of Wilber | Petroleum Liquids | 40.4797 | -96.9604 | 1.1
2025-09 | SWPP | Wilber | 2315 | 5 | City of Wilber | Petroleum Liquids | 40.4797 | -96.9604 | 0.9
2025-09 | SWPP | Wilber | 2315 | 6 | City of Wilber | Petroleum Liquids | 40.4797 | -96.9604 | 1.6
2025-09 | SWPP | Wisner | 2316 | 3 | City of Wisner | Petroleum Liquids | 41.9881 | -96.916 | 0.8
2025-09 | SWPP | Wisner | 2316 | 4 | City of Wisner | Petroleum Liquids | 41.9881 | -96.916 | 1.5
2025-09 | SWPP | Wisner | 2316 | 5 | City of Wisner | Petroleum Liquids | 41.9881 | -96.916 | 1.5
2025-09 | ISNE | Comerford | 2349 | GEN1 | Great River Hydro, LLC | Conventional Hydroelectric | 44.3251 | -72.001 | 22
2025-09 | ISNE | Comerford | 2349 | GEN2 | Great River Hydro, LLC | Conventional Hydroelectric | 44.3251 | -72.001 | 48.6
2025-09 | ISNE | Comerford | 2349 | GEN3 | Great River Hydro, LLC | Conventional Hydroelectric | 44.3251 | -72.001 | 48.6
2025-09 | ISNE | Comerford | 2349 | GEN4 | Great River Hydro, LLC | Conventional Hydroelectric | 44.3251 | -72.001 | 48.6
2025-09 | ISNE | S C Moore | 2351 | GEN1 | Great River Hydro, LLC | Conventional Hydroelectric | 44.3356 | -71.8742 | 47.7
2025-09 | ISNE | S C Moore | 2351 | GEN2 | Great River Hydro, LLC | Conventional Hydroelectric | 44.3356 | -71.8742 | 47.7
2025-09 | ISNE | S C Moore | 2351 | GEN3 | Great River Hydro, LLC | Conventional Hydroelectric | 44.3356 | -71.8742 | 47.7
2025-09 | ISNE | S C Moore | 2351 | GEN4 | Great River Hydro, LLC | Conventional Hydroelectric | 44.3356 | -71.8742 | 47.7
2025-09 | ISNE | S C Moore | 2351 | GEN5 | Great River Hydro, LLC | Conventional Hydroelectric | 44.3356 | -71.8742 | 4.6
2025-09 | ISNE | Vernon Dam | 2352 | 1 | Great River Hydro, LLC | Conventional Hydroelectric | 42.7717 | -72.5146 | 2
2025-09 | ISNE | Vernon Dam | 2352 | 10 | Great River Hydro, LLC | Conventional Hydroelectric | 42.7717 | -72.5146 | 4.2
2025-09 | ISNE | Vernon Dam | 2352 | 2 | Great River Hydro, LLC | Conventional Hydroelectric | 42.7717 | -72.5146 | 2
2025-09 | ISNE | Vernon Dam | 2352 | 3 | Great River Hydro, LLC | Conventional Hydroelectric | 42.7717 | -72.5146 | 2
2025-09 | ISNE | Vernon Dam | 2352 | 4 | Great River Hydro, LLC | Conventional Hydroelectric | 42.7717 | -72.5146 | 2.5
2025-09 | ISNE | Vernon Dam | 2352 | 5 | Great River Hydro, LLC | Conventional Hydroelectric | 42.7717 | -72.5146 | 4.5
2025-09 | ISNE | Vernon Dam | 2352 | 6A | Great River Hydro, LLC | Conventional Hydroelectric | 42.7717 | -72.5146 | 5
2025-09 | ISNE | Vernon Dam | 2352 | 7A | Great River Hydro, LLC | Conventional Hydroelectric | 42.7717 | -72.5146 | 5
2025-09 | ISNE | Vernon Dam | 2352 | 8 | Great River Hydro, LLC | Conventional Hydroelectric | 42.7717 | -72.5146 | 4.5
2025-09 | ISNE | Vernon Dam | 2352 | 9 | Great River Hydro, LLC | Conventional Hydroelectric | 42.7717 | -72.5146 | 4.2
2025-09 | ISNE | Wilder | 2353 | GEN1 | Great River Hydro, LLC | Conventional Hydroelectric | 43.6679 | -72.3036 | 16.2
2025-09 | ISNE | Wilder | 2353 | GEN2 | Great River Hydro, LLC | Conventional Hydroelectric | 43.6679 | -72.3036 | 16.2
2025-09 | ISNE | Wilder | 2353 | GEN3 | Great River Hydro, LLC | Conventional Hydroelectric | 43.6679 | -72.3036 | 3.2
2025-09 | ISNE | Amoskeag | 2354 | 1 | Central Rivers Power NH, LLC | Conventional Hydroelectric | 43.0022 | -71.4721 | 6
2025-09 | ISNE | Amoskeag | 2354 | 2 | Central Rivers Power NH, LLC | Conventional Hydroelectric | 43.0022 | -71.4721 | 5
2025-09 | ISNE | Amoskeag | 2354 | 3 | Central Rivers Power NH, LLC | Conventional Hydroelectric | 43.0022 | -71.4721 | 5
2025-09 | ISNE | Ayers Island | 2355 | 1 | Central Rivers Power NH, LLC | Conventional Hydroelectric | 43.5978 | -71.7177 | 2.8
2025-09 | ISNE | Ayers Island | 2355 | 2 | Central Rivers Power NH, LLC | Conventional Hydroelectric | 43.5978 | -71.7177 | 2.8
2025-09 | ISNE | Ayers Island | 2355 | 3 | Central Rivers Power NH, LLC | Conventional Hydroelectric | 43.5978 | -71.7177 | 2.8
2025-09 | ISNE | Eastman Falls | 2356 | 1 | Central Rivers Power NH, LLC | Conventional Hydroelectric | 43.4472 | -71.6579 | 1.8
2025-09 | ISNE | Eastman Falls | 2356 | 2 | Central Rivers Power NH, LLC | Conventional Hydroelectric | 43.4472 | -71.6579 | 4.6
2025-09 | ISNE | Garvins Falls | 2357 | 1 | Central Rivers Power NH, LLC | Conventional Hydroelectric | 43.1655 | -71.5094 | 3.4
2025-09 | ISNE | Garvins Falls | 2357 | 2 | Central Rivers Power NH, LLC | Conventional Hydroelectric | 43.1655 | -71.5094 | 3.4
2025-09 | ISNE | Garvins Falls | 2357 | 3 | Central Rivers Power NH, LLC | Conventional Hydroelectric | 43.1655 | -71.5094 | 2.4
2025-09 | ISNE | Garvins Falls | 2357 | 4 | Central Rivers Power NH, LLC | Conventional Hydroelectric | 43.1655 | -71.5094 | 3.2
2025-09 | ISNE | Gorham | 2358 | 1 | Central Rivers Power NH, LLC | Conventional Hydroelectric | 44.4083 | -71.1954 | 0.4
2025-09 | ISNE | Gorham | 2358 | 2 | Central Rivers Power NH, LLC | Conventional Hydroelectric | 44.4083 | -71.1954 | 0.4
2025-09 | ISNE | Gorham | 2358 | 3 | Central Rivers Power NH, LLC | Conventional Hydroelectric | 44.4083 | -71.1954 | 0.7
2025-09 | ISNE | Gorham | 2358 | 4 | Central Rivers Power NH, LLC | Conventional Hydroelectric | 44.4083 | -71.1954 | 0.7
2025-09 | ISNE | Hooksett | 2359 | 1 | Central Rivers Power NH, LLC | Conventional Hydroelectric | 43.1017 | -71.4657 | 1.6
2025-09 | ISNE | Jackman | 2360 | 1 | Central Rivers Power NH, LLC | Conventional Hydroelectric | 43.1106 | -71.9489 | 3.2
2025-09 | ISNE | Lost Nation | 2362 | GT1 | Granite Shore Power | Petroleum Liquids | 44.5951 | -71.4944 | 18
2025-09 | ISNE | Merrimack | 2364 | 1 | Granite Shore Power | Conventional Steam Coal | 43.1411 | -71.4692 | 113.6
2025-09 | ISNE | Merrimack | 2364 | 2 | Granite Shore Power | Conventional Steam Coal | 43.1411 | -71.4692 | 345.6
2025-09 | ISNE | Merrimack | 2364 | GT1 | Granite Shore Power | Petroleum Liquids | 43.1411 | -71.4692 | 18.6
2025-09 | ISNE | Merrimack | 2364 | GT2 | Granite Shore Power | Petroleum Liquids | 43.1411 | -71.4692 | 18.6
2025-09 | ISNE | Schiller | 2367 | GT1 | Granite Shore Power | Petroleum Liquids | 43.0978 | -70.7842 | 21.2
2025-09 | ISNE | Smith (NH) | 2368 | 1 | Central Rivers Power NH, LLC | Conventional Hydroelectric | 44.4695 | -71.1781 | 15
2025-09 | ISNE | White Lake | 2369 | GT1 | Granite Shore Power | Petroleum Liquids | 43.8478 | -71.2069 | 18.6
2025-09 | PJM | Gilbert | 2393 | 4 | Gilbert Power, LLC | Natural Gas Fired Combined Cycle | 40.5658 | -75.1639 | 54
2025-09 | PJM | Gilbert | 2393 | 5 | Gilbert Power, LLC | Natural Gas Fired Combined Cycle | 40.5658 | -75.1639 | 54
2025-09 | PJM | Gilbert | 2393 | 6 | Gilbert Power, LLC | Natural Gas Fired Combined Cycle | 40.5658 | -75.1639 | 54
2025-09 | PJM | Gilbert | 2393 | 7 | Gilbert Power, LLC | Natural Gas Fired Combined Cycle | 40.5658 | -75.1639 | 54
2025-09 | PJM | Gilbert | 2393 | 8 | Gilbert Power, LLC | Natural Gas Fired Combined Cycle | 40.5658 | -75.1639 | 135
2025-09 | PJM | Gilbert | 2393 | 9 | Gilbert Power, LLC | Natural Gas Fired Combustion Turbine | 40.5658 | -75.1639 | 161
2025-09 | PJM | Bergen Generating Station | 2398 | 1101 | Bergen Generating Station | Natural Gas Fired Combined Cycle | 40.8375 | -74.0244 | 112.5
2025-09 | PJM | Bergen Generating Station | 2398 | 1201 | Bergen Generating Station | Natural Gas Fired Combined Cycle | 40.8375 | -74.0244 | 112.5
2025-09 | PJM | Bergen Generating Station | 2398 | 1301 | Bergen Generating Station | Natural Gas Fired Combined Cycle | 40.8375 | -74.0244 | 112.5
2025-09 | PJM | Bergen Generating Station | 2398 | 1401 | Bergen Generating Station | Natural Gas Fired Combined Cycle | 40.8375 | -74.0244 | 112.5
2025-09 | PJM | Bergen Generating Station | 2398 | 1501 | Bergen Generating Station | Natural Gas Fired Combined Cycle | 40.8375 | -74.0244 | 325.2
2025-09 | PJM | Bergen Generating Station | 2398 | 2101 | Bergen Generating Station | Natural Gas Fired Combined Cycle | 40.8375 | -74.0244 | 183.6
2025-09 | PJM | Bergen Generating Station | 2398 | 2201 | Bergen Generating Station | Natural Gas Fired Combined Cycle | 40.8375 | -74.0244 | 183.6
2025-09 | PJM | Bergen Generating Station | 2398 | 2301 | Bergen Generating Station | Natural Gas Fired Combined Cycle | 40.8375 | -74.0244 | 258.4
2025-09 | PJM | PSEG Burlington Generating Station | 2399 | 121 | Burlington Generating Station | Natural Gas Fired Combustion Turbine | 40.0766 | -74.8792 | 60.5
2025-09 | PJM | PSEG Burlington Generating Station | 2399 | 122 | Burlington Generating Station | Natural Gas Fired Combustion Turbine | 40.0766 | -74.8792 | 60.5
2025-09 | PJM | PSEG Burlington Generating Station | 2399 | 123 | Burlington Generating Station | Natural Gas Fired Combustion Turbine | 40.0766 | -74.8792 | 60.5
2025-09 | PJM | PSEG Burlington Generating Station | 2399 | 124 | Burlington Generating Station | Natural Gas Fired Combustion Turbine | 40.0766 | -74.8792 | 60.5
2025-09 | PJM | PSEG Kearny Generating Station | 2404 | 131 | Kearny Generating Station | Natural Gas Fired Combustion Turbine | 40.7373 | -74.0965 | 60.5
2025-09 | PJM | PSEG Kearny Generating Station | 2404 | 132 | Kearny Generating Station | Natural Gas Fired Combustion Turbine | 40.7373 | -74.0965 | 60.5
2025-09 | PJM | PSEG Kearny Generating Station | 2404 | 133 | Kearny Generating Station | Natural Gas Fired Combustion Turbine | 40.7373 | -74.0965 | 60.5
2025-09 | PJM | PSEG Kearny Generating Station | 2404 | 134 | Kearny Generating Station | Natural Gas Fired Combustion Turbine | 40.7373 | -74.0965 | 60.5
2025-09 | PJM | PSEG Kearny Generating Station | 2404 | 141 | Kearny Generating Station | Natural Gas Fired Combustion Turbine | 40.7373 | -74.0965 | 60.5
2025-09 | PJM | PSEG Kearny Generating Station | 2404 | 142 | Kearny Generating Station | Natural Gas Fired Combustion Turbine | 40.7373 | -74.0965 | 60.5
2025-09 | PJM | PSEG Kearny Generating Station | 2404 | N121 | Kearny Generating Station | Natural Gas Fired Combustion Turbine | 40.7373 | -74.0965 | 60.5
2025-09 | PJM | PSEG Kearny Generating Station | 2404 | N122 | Kearny Generating Station | Natural Gas Fired Combustion Turbine | 40.7373 | -74.0965 | 60.5
2025-09 | PJM | PSEG Kearny Generating Station | 2404 | N123 | Kearny Generating Station | Natural Gas Fired Combustion Turbine | 40.7373 | -74.0965 | 60.5
2025-09 | PJM | PSEG Kearny Generating Station | 2404 | N124 | Kearny Generating Station | Natural Gas Fired Combustion Turbine | 40.7373 | -74.0965 | 60.5
2025-09 | PJM | PSEG Linden Generating Station | 2406 | 1001 | Linden Combined Cycle | Natural Gas Fired Combined Cycle | 40.6217 | -74.2072 | 315
2025-09 | PJM | PSEG Linden Generating Station | 2406 | 1101 | Linden Combined Cycle | Natural Gas Fired Combined Cycle | 40.6217 | -74.2072 | 181.4
2025-09 | PJM | PSEG Linden Generating Station | 2406 | 1201 | Linden Combined Cycle | Natural Gas Fired Combined Cycle | 40.6217 | -74.2072 | 181.4
2025-09 | PJM | PSEG Linden Generating Station | 2406 | 2001 | Linden Combined Cycle | Natural Gas Fired Combined Cycle | 40.6217 | -74.2072 | 315
2025-09 | PJM | PSEG Linden Generating Station | 2406 | 2101 | Linden Combined Cycle | Natural Gas Fired Combined Cycle | 40.6217 | -74.2072 | 181.4
2025-09 | PJM | PSEG Linden Generating Station | 2406 | 2201 | Linden Combined Cycle | Natural Gas Fired Combined Cycle | 40.6217 | -74.2072 | 181.4
2025-09 | PJM | PSEG Linden Generating Station | 2406 | 5 | Linden Combined Cycle | Natural Gas Fired Combustion Turbine | 40.6217 | -74.2072 | 96.1
2025-09 | PJM | PSEG Linden Generating Station | 2406 | 6 | Linden Combined Cycle | Natural Gas Fired Combustion Turbine | 40.6217 | -74.2072 | 96.1
2025-09 | PJM | PSEG Linden Generating Station | 2406 | 7 | Linden Combined Cycle | Natural Gas Fired Combustion Turbine | 40.6217 | -74.2072 | 96.1
2025-09 | PJM | PSEG Linden Generating Station | 2406 | 8 | Linden Combined Cycle | Natural Gas Fired Combustion Turbine | 40.6217 | -74.2072 | 96.1
2025-09 | PJM | PSEG Salem Generating Station | 2410 | 1 | PSEG Nuclear LLC | Nuclear | 39.4625 | -75.5358 | 1170
2025-09 | PJM | PSEG Salem Generating Station | 2410 | 2 | PSEG Nuclear LLC | Nuclear | 39.4625 | -75.5358 | 1170
2025-09 | PJM | PSEG Salem Generating Station | 2410 | 3 | PSEG Nuclear LLC | Petroleum Liquids | 39.4625 | -75.5358 | 41.8
2025-09 | PJM | PSEG Sewaren Generating Station | 2411 | 701 | Sewaren Generating Station | Natural Gas Fired Combined Cycle | 40.5558 | -74.2469 | 365.5
2025-09 | PJM | PSEG Sewaren Generating Station | 2411 | 702 | Sewaren Generating Station | Natural Gas Fired Combined Cycle | 40.5558 | -74.2469 | 244
2025-09 | PJM | Howard Down | 2434 | 11 | City of Vineland - (NJ) | Natural Gas Fired Combustion Turbine | 39.4889 | -75.0347 | 68.2
2025-09 | SWPP | Maddox | 2446 | 1 | Southwestern Public Service Co | Natural Gas Steam Turbine | 32.7142 | -103.3015 | 113.6
2025-09 | SWPP | Maddox | 2446 | 2 | Southwestern Public Service Co | Natural Gas Fired Combustion Turbine | 32.7142 | -103.3015 | 86.9
2025-09 | SWPP | Maddox | 2446 | 3 | Southwestern Public Service Co | Natural Gas Fired Combustion Turbine | 32.7142 | -103.3015 | 11.5
2025-09 | SWPP | Cunningham | 2454 | 2 | Southwestern Public Service Co | Natural Gas Steam Turbine | 32.7131 | -103.3533 | 190.4
2025-09 | SWPP | Cunningham | 2454 | 3 | Southwestern Public Service Co | Natural Gas Fired Combustion Turbine | 32.7131 | -103.3533 | 126.9
2025-09 | SWPP | Cunningham | 2454 | 4 | Southwestern Public Service Co | Natural Gas Fired Combustion Turbine | 32.7131 | -103.3533 | 126.9
2025-09 | NYIS | Danskammer Generating Station | 2480 | 1 | Danskammer Energy | Natural Gas Steam Turbine | 41.5734 | -73.9646 | 72
2025-09 | NYIS | Danskammer Generating Station | 2480 | 2 | Danskammer Energy | Natural Gas Steam Turbine | 41.5734 | -73.9646 | 73.5
2025-09 | NYIS | Danskammer Generating Station | 2480 | 3 | Danskammer Energy | Natural Gas Steam Turbine | 41.5734 | -73.9646 | 147.1
2025-09 | NYIS | Danskammer Generating Station | 2480 | 4 | Danskammer Energy | Natural Gas Steam Turbine | 41.5734 | -73.9646 | 239.4
2025-09 | NYIS | Danskammer Generating Station | 2480 | 5 | Danskammer Energy | Petroleum Liquids | 41.5734 | -73.9646 | 2.7
2025-09 | NYIS | Danskammer Generating Station | 2480 | 6 | Danskammer Energy | Petroleum Liquids | 41.5734 | -73.9646 | 2.7
2025-09 | NYIS | Dashville | 2481 | 1 | Central Hudson Gas & Elec Corp | Conventional Hydroelectric | 41.8217 | -74.0497 | 2.4
2025-09 | NYIS | Dashville | 2481 | 2 | Central Hudson Gas & Elec Corp | Conventional Hydroelectric | 41.8217 | -74.0497 | 2.4
2025-09 | NYIS | Neversink | 2483 | H1 | New York Power Authority | Conventional Hydroelectric | 41.8194 | -74.6358 | 25
2025-09 | NYIS | Sturgeon | 2486 | H1 | Central Hudson Gas & Elec Corp | Conventional Hydroelectric | 41.8482 | -74.0467 | 4.8
2025-09 | NYIS | Sturgeon | 2486 | H2 | Central Hudson Gas & Elec Corp | Conventional Hydroelectric | 41.8482 | -74.0467 | 4.8
2025-09 | NYIS | Sturgeon | 2486 | H3 | Central Hudson Gas & Elec Corp | Conventional Hydroelectric | 41.8482 | -74.0467 | 4.8
2025-09 | NYIS | Coxsackie | 2487 | GT1 | Central Hudson Gas & Elec Corp | Natural Gas Fired Combustion Turbine | 42.3509 | -73.8158 | 21.3
2025-09 | NYIS | Arthur Kill Generating Station | 2490 | 2 | NRG Arthur Kill Operations Inc | Natural Gas Steam Turbine | 40.5916 | -74.2 | 342
2025-09 | NYIS | Arthur Kill Generating Station | 2490 | 3 | NRG Arthur Kill Operations Inc | Natural Gas Steam Turbine | 40.5916 | -74.2 | 535.5
2025-09 | NYIS | Arthur Kill Generating Station | 2490 | GT1 | NRG Arthur Kill Operations Inc | Natural Gas Fired Combustion Turbine | 40.5916 | -74.2 | 18
2025-09 | NYIS | East River | 2493 | 1 | Consolidated Edison Co-NY Inc | Natural Gas Fired Combustion Turbine | 40.7281 | -73.9742 | 180
2025-09 | NYIS | East River | 2493 | 2 | Consolidated Edison Co-NY Inc | Natural Gas Fired Combustion Turbine | 40.7281 | -73.9742 | 180
2025-09 | NYIS | East River | 2493 | 6 | Consolidated Edison Co-NY Inc | Natural Gas Steam Turbine | 40.7281 | -73.9742 | 156.2
2025-09 | NYIS | East River | 2493 | 7 | Consolidated Edison Co-NY Inc | Natural Gas Steam Turbine | 40.7281 | -73.9742 | 200
2025-09 | NYIS | Gowanus Gas Turbines Generating | 2494 | GT11 | U S Power Generating Company LLC | Petroleum Liquids | 40.6635 | -74.0051 | 20
2025-09 | NYIS | Gowanus Gas Turbines Generating | 2494 | GT12 | U S Power Generating Company LLC | Petroleum Liquids | 40.6635 | -74.0051 | 20
2025-09 | NYIS | Gowanus Gas Turbines Generating | 2494 | GT13 | U S Power Generating Company LLC | Petroleum Liquids | 40.6635 | -74.0051 | 20
2025-09 | NYIS | Gowanus Gas Turbines Generating | 2494 | GT14 | U S Power Generating Company LLC | Petroleum Liquids | 40.6635 | -74.0051 | 20
2025-09 | NYIS | Gowanus Gas Turbines Generating | 2494 | GT15 | U S Power Generating Company LLC | Petroleum Liquids | 40.6635 | -74.0051 | 20
2025-09 | NYIS | Gowanus Gas Turbines Generating | 2494 | GT16 | U S Power Generating Company LLC | Petroleum Liquids | 40.6635 | -74.0051 | 20
2025-09 | NYIS | Gowanus Gas Turbines Generating | 2494 | GT17 | U S Power Generating Company LLC | Petroleum Liquids | 40.6635 | -74.0051 | 20
2025-09 | NYIS | Gowanus Gas Turbines Generating | 2494 | GT21 | U S Power Generating Company LLC | Natural Gas Fired Combustion Turbine | 40.6635 | -74.0051 | 20
2025-09 | NYIS | Gowanus Gas Turbines Generating | 2494 | GT22 | U S Power Generating Company LLC | Natural Gas Fired Combustion Turbine | 40.6635 | -74.0051 | 20
2025-09 | NYIS | Gowanus Gas Turbines Generating | 2494 | GT23 | U S Power Generating Company LLC | Natural Gas Fired Combustion Turbine | 40.6635 | -74.0051 | 20
2025-09 | NYIS | Gowanus Gas Turbines Generating | 2494 | GT24 | U S Power Generating Company LLC | Natural Gas Fired Combustion Turbine | 40.6635 | -74.0051 | 20
2025-09 | NYIS | Gowanus Gas Turbines Generating | 2494 | GT25 | U S Power Generating Company LLC | Natural Gas Fired Combustion Turbine | 40.6635 | -74.0051 | 20
2025-09 | NYIS | Gowanus Gas Turbines Generating | 2494 | GT26 | U S Power Generating Company LLC | Natural Gas Fired Combustion Turbine | 40.6635 | -74.0051 | 20
2025-09 | NYIS | Gowanus Gas Turbines Generating | 2494 | GT27 | U S Power Generating Company LLC | Natural Gas Fired Combustion Turbine | 40.6635 | -74.0051 | 20
2025-09 | NYIS | Gowanus Gas Turbines Generating | 2494 | GT28 | U S Power Generating Company LLC | Natural Gas Fired Combustion Turbine | 40.6635 | -74.0051 | 20
2025-09 | NYIS | Gowanus Gas Turbines Generating | 2494 | GT31 | U S Power Generating Company LLC | Natural Gas Fired Combustion Turbine | 40.6635 | -74.0051 | 20
2025-09 | NYIS | Gowanus Gas Turbines Generating | 2494 | GT32 | U S Power Generating Company LLC | Natural Gas Fired Combustion Turbine | 40.6635 | -74.0051 | 20
2025-09 | NYIS | Gowanus Gas Turbines Generating | 2494 | GT33 | U S Power Generating Company LLC | Natural Gas Fired Combustion Turbine | 40.6635 | -74.0051 | 20
2025-09 | NYIS | Gowanus Gas Turbines Generating | 2494 | GT34 | U S Power Generating Company LLC | Natural Gas Fired Combustion Turbine | 40.6635 | -74.0051 | 20
2025-09 | NYIS | Gowanus Gas Turbines Generating | 2494 | GT35 | U S Power Generating Company LLC | Natural Gas Fired Combustion Turbine | 40.6635 | -74.0051 | 20
2025-09 | NYIS | Gowanus Gas Turbines Generating | 2494 | GT36 | U S Power Generating Company LLC | Natural Gas Fired Combustion Turbine | 40.6635 | -74.0051 | 20
2025-09 | NYIS | Gowanus Gas Turbines Generating | 2494 | GT37 | U S Power Generating Company LLC | Natural Gas Fired Combustion Turbine | 40.6635 | -74.0051 | 20
2025-09 | NYIS | Gowanus Gas Turbines Generating | 2494 | GT38 | U S Power Generating Company LLC | Natural Gas Fired Combustion Turbine | 40.6635 | -74.0051 | 20
2025-09 | NYIS | Gowanus Gas Turbines Generating | 2494 | GT41 | U S Power Generating Company LLC | Petroleum Liquids | 40.6635 | -74.0051 | 20
2025-09 | NYIS | Gowanus Gas Turbines Generating | 2494 | GT42 | U S Power Generating Company LLC | Petroleum Liquids | 40.6635 | -74.0051 | 20
2025-09 | NYIS | Gowanus Gas Turbines Generating | 2494 | GT43 | U S Power Generating Company LLC | Petroleum Liquids | 40.6635 | -74.0051 | 20
2025-09 | NYIS | Gowanus Gas Turbines Generating | 2494 | GT44 | U S Power Generating Company LLC | Petroleum Liquids | 40.6635 | -74.0051 | 20
2025-09 | NYIS | Gowanus Gas Turbines Generating | 2494 | GT45 | U S Power Generating Company LLC | Petroleum Liquids | 40.6635 | -74.0051 | 20
2025-09 | NYIS | Gowanus Gas Turbines Generating | 2494 | GT46 | U S Power Generating Company LLC | Petroleum Liquids | 40.6635 | -74.0051 | 20
2025-09 | NYIS | Gowanus Gas Turbines Generating | 2494 | GT47 | U S Power Generating Company LLC | Petroleum Liquids | 40.6635 | -74.0051 | 20
2025-09 | NYIS | Gowanus Gas Turbines Generating | 2494 | GT48 | U S Power Generating Company LLC | Petroleum Liquids | 40.6635 | -74.0051 | 20
2025-09 | NYIS | Narrows Gas Turbines Generating | 2499 | NT11 | U S Power Generating Company LLC | Natural Gas Fired Combustion Turbine | 40.6486 | -74.0208 | 22
2025-09 | NYIS | Narrows Gas Turbines Generating | 2499 | NT12 | U S Power Generating Company LLC | Natural Gas Fired Combustion Turbine | 40.6486 | -74.0208 | 22
2025-09 | NYIS | Narrows Gas Turbines Generating | 2499 | NT13 | U S Power Generating Company LLC | Natural Gas Fired Combustion Turbine | 40.6486 | -74.0208 | 22
2025-09 | NYIS | Narrows Gas Turbines Generating | 2499 | NT14 | U S Power Generating Company LLC | Natural Gas Fired Combustion Turbine | 40.6486 | -74.0208 | 22
2025-09 | NYIS | Narrows Gas Turbines Generating | 2499 | NT15 | U S Power Generating Company LLC | Natural Gas Fired Combustion Turbine | 40.6486 | -74.0208 | 22
2025-09 | NYIS | Narrows Gas Turbines Generating | 2499 | NT16 | U S Power Generating Company LLC | Natural Gas Fired Combustion Turbine | 40.6486 | -74.0208 | 22
2025-09 | NYIS | Narrows Gas Turbines Generating | 2499 | NT17 | U S Power Generating Company LLC | Natural Gas Fired Combustion Turbine | 40.6486 | -74.0208 | 22
2025-09 | NYIS | Narrows Gas Turbines Generating | 2499 | NT18 | U S Power Generating Company LLC | Natural Gas Fired Combustion Turbine | 40.6486 | -74.0208 | 22
2025-09 | NYIS | Narrows Gas Turbines Generating | 2499 | NT21 | U S Power Generating Company LLC | Natural Gas Fired Combustion Turbine | 40.6486 | -74.0208 | 22
2025-09 | NYIS | Narrows Gas Turbines Generating | 2499 | NT22 | U S Power Generating Company LLC | Natural Gas Fired Combustion Turbine | 40.6486 | -74.0208 | 22
2025-09 | NYIS | Narrows Gas Turbines Generating | 2499 | NT23 | U S Power Generating Company LLC | Natural Gas Fired Combustion Turbine | 40.6486 | -74.0208 | 22
2025-09 | NYIS | Narrows Gas Turbines Generating | 2499 | NT24 | U S Power Generating Company LLC | Natural Gas Fired Combustion Turbine | 40.6486 | -74.0208 | 22
2025-09 | NYIS | Narrows Gas Turbines Generating | 2499 | NT25 | U S Power Generating Company LLC | Natural Gas Fired Combustion Turbine | 40.6486 | -74.0208 | 22
2025-09 | NYIS | Narrows Gas Turbines Generating | 2499 | NT26 | U S Power Generating Company LLC | Natural Gas Fired Combustion Turbine | 40.6486 | -74.0208 | 22
2025-09 | NYIS | Narrows Gas Turbines Generating | 2499 | NT27 | U S Power Generating Company LLC | Natural Gas Fired Combustion Turbine | 40.6486 | -74.0208 | 22
2025-09 | NYIS | Narrows Gas Turbines Generating | 2499 | NT28 | U S Power Generating Company LLC | Natural Gas Fired Combustion Turbine | 40.6486 | -74.0208 | 22
2025-09 | NYIS | Ravenswood | 2500 | 1 | Ravenswood Operations LLC | Natural Gas Steam Turbine | 40.7592 | -73.9461 | 400
2025-09 | NYIS | Ravenswood | 2500 | 2 | Ravenswood Operations LLC | Natural Gas Steam Turbine | 40.7592 | -73.9461 | 400
2025-09 | NYIS | Ravenswood | 2500 | 3 | Ravenswood Operations LLC | Natural Gas Steam Turbine | 40.7592 | -73.9461 | 1027
2025-09 | NYIS | Ravenswood | 2500 | 4 | Ravenswood Operations LLC | Natural Gas Fired Combined Cycle | 40.7592 | -73.9461 | 181
2025-09 | NYIS | Ravenswood | 2500 | 4S | Ravenswood Operations LLC | Natural Gas Fired Combined Cycle | 40.7592 | -73.9461 | 87.5
2025-09 | NYIS | 59th Street | 2503 | GT1 | Consolidated Edison Co-NY Inc | Natural Gas Fired Combustion Turbine | 40.7713 | -73.9912 | 17.1
2025-09 | NYIS | 74th Street | 2504 | GT1 | Consolidated Edison Co-NY Inc | Petroleum Liquids | 40.768 | -73.9515 | 18.5
2025-09 | NYIS | 74th Street | 2504 | GT2 | Consolidated Edison Co-NY Inc | Petroleum Liquids | 40.768 | -73.9515 | 18.5
2025-09 | NYIS | E F Barrett | 2511 | 10 | National Grid Generation LLC | Natural Gas Fired Combustion Turbine | 40.6167 | -73.6479 | 41.8
2025-09 | NYIS | E F Barrett | 2511 | 11 | National Grid Generation LLC | Natural Gas Fired Combustion Turbine | 40.6167 | -73.6479 | 41.8
2025-09 | NYIS | E F Barrett | 2511 | 12 | National Grid Generation LLC | Natural Gas Fired Combustion Turbine | 40.6167 | -73.6479 | 41.8
2025-09 | NYIS | E F Barrett | 2511 | 3 | National Grid Generation LLC | Natural Gas Fired Combustion Turbine | 40.6167 | -73.6479 | 18
2025-09 | NYIS | E F Barrett | 2511 | 4 | National Grid Generation LLC | Natural Gas Fired Combustion Turbine | 40.6167 | -73.6479 | 18
2025-09 | NYIS | E F Barrett | 2511 | 5 | National Grid Generation LLC | Natural Gas Fired Combustion Turbine | 40.6167 | -73.6479 | 18
2025-09 | NYIS | E F Barrett | 2511 | 6 | National Grid Generation LLC | Natural Gas Fired Combustion Turbine | 40.6167 | -73.6479 | 18
2025-09 | NYIS | E F Barrett | 2511 | 8 | National Grid Generation LLC | Natural Gas Fired Combustion Turbine | 40.6167 | -73.6479 | 18
2025-09 | NYIS | E F Barrett | 2511 | 9 | National Grid Generation LLC | Natural Gas Fired Combustion Turbine | 40.6167 | -73.6479 | 41.8
2025-09 | NYIS | E F Barrett | 2511 | GT1 | National Grid Generation LLC | Natural Gas Fired Combustion Turbine | 40.6167 | -73.6479 | 18
2025-09 | NYIS | E F Barrett | 2511 | GT2 | National Grid Generation LLC | Natural Gas Fired Combustion Turbine | 40.6167 | -73.6479 | 18
2025-09 | NYIS | E F Barrett | 2511 | ST1 | National Grid Generation LLC | Natural Gas Steam Turbine | 40.6167 | -73.6479 | 188
2025-09 | NYIS | E F Barrett | 2511 | ST2 | National Grid Generation LLC | Natural Gas Steam Turbine | 40.6167 | -73.6479 | 188
2025-09 | NYIS | East Hampton | 2512 | 1 | National Grid Generation LLC | Petroleum Liquids | 40.9617 | -72.2103 | 21.3
2025-09 | NYIS | East Hampton | 2512 | 2 | National Grid Generation LLC | Petroleum Liquids | 40.9617 | -72.2103 | 2
2025-09 | NYIS | East Hampton | 2512 | 3 | National Grid Generation LLC | Petroleum Liquids | 40.9617 | -72.2103 | 2
2025-09 | NYIS | East Hampton | 2512 | 4 | National Grid Generation LLC | Petroleum Liquids | 40.9617 | -72.2103 | 2
2025-09 | NYIS | Glenwood | 2514 | GT2 | National Grid Generation LLC | Petroleum Liquids | 40.8271 | -73.6475 | 55
2025-09 | NYIS | Glenwood | 2514 | GT3 | National Grid Generation LLC | Petroleum Liquids | 40.8271 | -73.6475 | 55
2025-09 | NYIS | Northport | 2516 | 2 | National Grid Generation LLC | Natural Gas Steam Turbine | 40.9236 | -73.3423 | 387
2025-09 | NYIS | Northport | 2516 | 3 | National Grid Generation LLC | Natural Gas Steam Turbine | 40.9236 | -73.3423 | 387
2025-09 | NYIS | Northport | 2516 | 4 | National Grid Generation LLC | Natural Gas Steam Turbine | 40.9236 | -73.3423 | 387
2025-09 | NYIS | Northport | 2516 | GT1 | National Grid Generation LLC | Petroleum Liquids | 40.9236 | -73.3423 | 16
2025-09 | NYIS | Northport | 2516 | ST1 | National Grid Generation LLC | Natural Gas Steam Turbine | 40.9236 | -73.3423 | 387
2025-09 | NYIS | Port Jefferson | 2517 | 3 | National Grid Generation LLC | Natural Gas Steam Turbine | 40.9497 | -73.0785 | 188
2025-09 | NYIS | Port Jefferson | 2517 | 4 | National Grid Generation LLC | Natural Gas Steam Turbine | 40.9497 | -73.0785 | 188
2025-09 | NYIS | Port Jefferson | 2517 | GT1 | National Grid Generation LLC | Petroleum Liquids | 40.9497 | -73.0785 | 16
2025-09 | NYIS | Port Jefferson | 2517 | GT2 | National Grid Generation LLC | Natural Gas Fired Combustion Turbine | 40.9497 | -73.0785 | 53
2025-09 | NYIS | Port Jefferson | 2517 | GT3 | National Grid Generation LLC | Natural Gas Fired Combustion Turbine | 40.9497 | -73.0785 | 53
2025-09 | NYIS | Shoreham | 2518 | GT1 | National Grid Generation LLC | Petroleum Liquids | 40.9616 | -72.865 | 52.9
2025-09 | NYIS | Shoreham | 2518 | GT2 | National Grid Generation LLC | Petroleum Liquids | 40.9616 | -72.865 | 18.6
2025-09 | NYIS | South Hampton | 2519 | 1 | National Grid Generation LLC | Petroleum Liquids | 40.9 | -72.382 | 11.5
2025-09 | NYIS | Southold | 2520 | 1 | National Grid Generation LLC | Petroleum Liquids | 41.1059 | -72.3761 | 14
2025-09 | NYIS | West Babylon | 2521 | 4 | National Grid Generation LLC | Petroleum Liquids | 40.6955 | -73.3486 | 52.4
2025-09 | NYIS | Cadyville | 2522 | 2 | New York State Elec & Gas Corp | Conventional Hydroelectric | 44.695 | -73.6219 | 1.2
2025-09 | NYIS | Cadyville | 2522 | 3 | New York State Elec & Gas Corp | Conventional Hydroelectric | 44.695 | -73.6219 | 3.1
2025-09 | NYIS | Greenidge Generation LLC | 2527 | 4 | Greenidge Generation Holdings LLC | Natural Gas Steam Turbine | 42.6789 | -76.9483 | 112
2025-09 | NYIS | Harris Lake | 2528 | 1 | New York State Elec & Gas Corp | Petroleum Liquids | 43.9719 | -74.1861 | 1.7
2025-09 | NYIS | Harris Lake | 2528 | 2 | New York State Elec & Gas Corp | Petroleum Liquids | 43.9719 | -74.1861 | 2.5
2025-09 | NYIS | Bethlehem Energy Center | 2539 | 5 | GB II New York LLC | Natural Gas Fired Combined Cycle | 42.5942 | -73.7638 | 194.3
2025-09 | NYIS | Bethlehem Energy Center | 2539 | 6 | GB II New York LLC | Natural Gas Fired Combined Cycle | 42.5942 | -73.7638 | 194.3
2025-09 | NYIS | Bethlehem Energy Center | 2539 | 7 | GB II New York LLC | Natural Gas Fired Combined Cycle | 42.5942 | -73.7638 | 194.3
2025-09 | NYIS | Bethlehem Energy Center | 2539 | 8 | GB II New York LLC | Natural Gas Fired Combined Cycle | 42.5942 | -73.7638 | 310.2
2025-09 | NYIS | Allens Falls | 2540 | 1 | Erie Boulevard Hydropower LP | Conventional Hydroelectric | 44.6603 | -74.8603 | 4
2025-09 | NYIS | Beardslee | 2543 | 1 | Erie Boulevard Hydropower LP | Conventional Hydroelectric | 43.0191 | -74.7413 | 10
2025-09 | NYIS | Beardslee | 2543 | 2 | Erie Boulevard Hydropower LP | Conventional Hydroelectric | 43.0191 | -74.7413 | 10
2025-09 | NYIS | Belfort | 2544 | 2 | Erie Boulevard Hydropower LP | Conventional Hydroelectric | 43.9275 | -75.3331 | 0.6
2025-09 | NYIS | Belfort | 2544 | 3 | Erie Boulevard Hydropower LP | Conventional Hydroelectric | 43.9275 | -75.3331 | 1
2025-09 | NYIS | Bennetts Bridge | 2545 | 1 | Erie Boulevard Hydropower LP | Conventional Hydroelectric | 43.5317 | -75.9531 | 9
2025-09 | NYIS | Bennetts Bridge | 2545 | 2 | Erie Boulevard Hydropower LP | Conventional Hydroelectric | 43.5317 | -75.9531 | 9
2025-09 | NYIS | Bennetts Bridge | 2545 | 3 | Erie Boulevard Hydropower LP | Conventional Hydroelectric | 43.5317 | -75.9531 | 9
2025-09 | NYIS | Bennetts Bridge | 2545 | 4 | Erie Boulevard Hydropower LP | Conventional Hydroelectric | 43.5317 | -75.9531 | 9
2025-09 | NYIS | Black River | 2546 | 1 | Erie Boulevard Hydropower LP | Conventional Hydroelectric | 44.0001 | -75.8132 | 2
2025-09 | NYIS | Black River | 2546 | 2 | Erie Boulevard Hydropower LP | Conventional Hydroelectric | 44.0001 | -75.8132 | 2
2025-09 | NYIS | Black River | 2546 | 3 | Erie Boulevard Hydropower LP | Conventional Hydroelectric | 44.0001 | -75.8132 | 2
2025-09 | NYIS | Blake | 2547 | 1 | Erie Boulevard Hydropower LP | Conventional Hydroelectric | 44.5065 | -74.7534 | 15
2025-09 | NYIS | Browns Falls | 2548 | 1 | Erie Boulevard Hydropower LP | Conventional Hydroelectric | 44.2114 | -75.0594 | 8
2025-09 | NYIS | Browns Falls | 2548 | 2 | Erie Boulevard Hydropower LP | Conventional Hydroelectric | 44.2114 | -75.0594 | 8
2025-09 | NYIS | Chasm | 2550 | 1 | Erie Boulevard Hydropower LP | Conventional Hydroelectric | 44.7533 | -74.2169 | 1
2025-09 | NYIS | Chasm | 2550 | 2 | Erie Boulevard Hydropower LP | Conventional Hydroelectric | 44.7533 | -74.2169 | 1
2025-09 | NYIS | Chasm | 2550 | 3 | Erie Boulevard Hydropower LP | Conventional Hydroelectric | 44.7533 | -74.2169 | 1
2025-09 | NYIS | Colton | 2551 | 1 | Erie Boulevard Hydropower LP | Conventional Hydroelectric | 44.5839 | -74.9583 | 10
2025-09 | NYIS | Colton | 2551 | 2 | Erie Boulevard Hydropower LP | Conventional Hydroelectric | 44.5839 | -74.9583 | 10
2025-09 | NYIS | Colton | 2551 | 3 | Erie Boulevard Hydropower LP | Conventional Hydroelectric | 44.5839 | -74.9583 | 10
2025-09 | NYIS | Deferiet | 2552 | 1 | Erie Boulevard Hydropower LP | Conventional Hydroelectric | 44.0381 | -75.6806 | 4
2025-09 | NYIS | Deferiet | 2552 | 2 | Erie Boulevard Hydropower LP | Conventional Hydroelectric | 44.0381 | -75.6806 | 4
2025-09 | NYIS | Deferiet | 2552 | 3 | Erie Boulevard Hydropower LP | Conventional Hydroelectric | 44.0381 | -75.6806 | 4
2025-09 | NYIS | Eagle | 2555 | 1 | Erie Boulevard Hydropower LP | Conventional Hydroelectric | 43.9097 | -75.2008 | 2
2025-09 | NYIS | Eagle | 2555 | 2 | Erie Boulevard Hydropower LP | Conventional Hydroelectric | 43.9097 | -75.2008 | 1
2025-09 | NYIS | Eagle | 2555 | 3 | Erie Boulevard Hydropower LP | Conventional Hydroelectric | 43.9097 | -75.2008 | 1
2025-09 | NYIS | Eagle | 2555 | 4 | Erie Boulevard Hydropower LP | Conventional Hydroelectric | 43.9097 | -75.2008 | 2
2025-09 | NYIS | Eel Weir | 2556 | 1 | Erie Boulevard Hydropower LP | Conventional Hydroelectric | 44.6384 | -75.4905 | 0.5
2025-09 | NYIS | Eel Weir | 2556 | 2 | Erie Boulevard Hydropower LP | Conventional Hydroelectric | 44.6384 | -75.4905 | 1
2025-09 | NYIS | Eel Weir | 2556 | 3 | Erie Boulevard Hydropower LP | Conventional Hydroelectric | 44.6384 | -75.4905 | 1
2025-09 | NYIS | Effley | 2557 | 1 | Erie Boulevard Hydropower LP | Conventional Hydroelectric | 43.9228 | -75.2779 | 0.4
2025-09 | NYIS | Effley | 2557 | 3 | Erie Boulevard Hydropower LP | Conventional Hydroelectric | 43.9228 | -75.2779 | 0.6
2025-09 | NYIS | Effley | 2557 | 4 | Erie Boulevard Hydropower LP | Conventional Hydroelectric | 43.9228 | -75.2779 | 1.6
2025-09 | NYIS | Elmer | 2559 | 1 | Erie Boulevard Hydropower LP | Conventional Hydroelectric | 43.9275 | -75.2883 | 1
2025-09 | NYIS | Elmer | 2559 | 2 | Erie Boulevard Hydropower LP | Conventional Hydroelectric | 43.9275 | -75.2883 | 1
2025-09 | NYIS | Ephratah | 2560 | 1 | Erie Boulevard Hydropower LP | Conventional Hydroelectric | 43.0092 | -74.5372 | 1
2025-09 | NYIS | East Norfolk | 2561 | 1 | Erie Boulevard Hydropower LP | Conventional Hydroelectric | 44.7989 | -74.9856 | 4
2025-09 | NYIS | Five Falls | 2562 | 1 | Erie Boulevard Hydropower LP | Conventional Hydroelectric | 44.5275 | -74.8492 | 24
2025-09 | NYIS | Flat Rock | 2563 | 1 | Erie Boulevard Hydropower LP | Conventional Hydroelectric | 44.2217 | -75.0742 | 2
2025-09 | NYIS | Franklin (NY) | 2564 | 1 | Erie Boulevard Hydropower LP | Conventional Hydroelectric | 44.4372 | -73.9725 | 1
2025-09 | NYIS | Franklin (NY) | 2564 | 2 | Erie Boulevard Hydropower LP | Conventional Hydroelectric | 44.4372 | -73.9725 | 1
2025-09 | NYIS | Fulton Hydro | 2566 | 1 | Erie Boulevard Hydropower LP | Conventional Hydroelectric | 43.3241 | -76.419 | 0.8
2025-09 | NYIS | Fulton Hydro | 2566 | 2 | Erie Boulevard Hydropower LP | Conventional Hydroelectric | 43.3241 | -76.419 | 0.5
2025-09 | NYIS | Glenwood Hydro | 2568 | 1 | Erie Boulevard Hydropower LP | Conventional Hydroelectric | 43.2358 | -78.3906 | 0.5
2025-09 | NYIS | Glenwood Hydro | 2568 | 2 | Erie Boulevard Hydropower LP | Conventional Hydroelectric | 43.2358 | -78.3906 | 0.5
2025-09 | NYIS | Glenwood Hydro | 2568 | 3 | Erie Boulevard Hydropower LP | Conventional Hydroelectric | 43.2358 | -78.3906 | 0.5
2025-09 | NYIS | Granby | 2569 | 1 | Erie Boulevard Hydropower LP | Conventional Hydroelectric | 43.3234 | -76.4208 | 5
2025-09 | NYIS | Granby | 2569 | 2 | Erie Boulevard Hydropower LP | Conventional Hydroelectric | 43.3234 | -76.4208 | 5
2025-09 | NYIS | Hannawa | 2571 | 1 | Erie Boulevard Hydropower LP | Conventional Hydroelectric | 44.6192 | -74.9733 | 3.6
2025-09 | NYIS | Hannawa | 2571 | 2 | Erie Boulevard Hydropower LP | Conventional Hydroelectric | 44.6192 | -74.9733 | 3.6
2025-09 | NYIS | Herrings | 2572 | 1 | Erie Boulevard Hydropower LP | Conventional Hydroelectric | 44.0217 | -75.6511 | 1.8
2025-09 | NYIS | Herrings | 2572 | 2 | Erie Boulevard Hydropower LP | Conventional Hydroelectric | 44.0217 | -75.6511 | 1.8
2025-09 | NYIS | Herrings | 2572 | 3 | Erie Boulevard Hydropower LP | Conventional Hydroelectric | 44.0217 | -75.6511 | 1.8
2025-09 | NYIS | Heuvelton | 2573 | 1 | Erie Boulevard Hydropower LP | Conventional Hydroelectric | 44.6172 | -75.4042 | 0.5
2025-09 | NYIS | Heuvelton | 2573 | 2 | Erie Boulevard Hydropower LP | Conventional Hydroelectric | 44.6172 | -75.4042 | 0.5
2025-09 | NYIS | High Dam | 2574 | 1 | Oswego City of | Conventional Hydroelectric | 43.4436 | -76.4961 | 2.8
2025-09 | NYIS | High Dam | 2574 | 2 | Oswego City of | Conventional Hydroelectric | 43.4436 | -76.4961 | 2.8
2025-09 | NYIS | High Dam | 2574 | 3 | Oswego City of | Conventional Hydroelectric | 43.4436 | -76.4961 | 2.8
2025-09 | NYIS | High Dam | 2574 | 4 | Oswego City of | Conventional Hydroelectric | 43.4436 | -76.4961 | 3.5
2025-09 | NYIS | High Falls - Croghan NY | 2575 | 1 | Erie Boulevard Hydropower LP | Conventional Hydroelectric | 43.9247 | -75.3731 | 2
2025-09 | NYIS | High Falls - Croghan NY | 2575 | 2 | Erie Boulevard Hydropower LP | Conventional Hydroelectric | 43.9247 | -75.3731 | 2
2025-09 | NYIS | Higley | 2576 | 1N | Erie Boulevard Hydropower LP | Conventional Hydroelectric | 44.5306 | -74.9331 | 1.5
2025-09 | NYIS | Higley | 2576 | 2N | Erie Boulevard Hydropower LP | Conventional Hydroelectric | 44.5306 | -74.9331 | 1.5
2025-09 | NYIS | Higley | 2576 | 3N | Erie Boulevard Hydropower LP | Conventional Hydroelectric | 44.5306 | -74.9331 | 1.5
2025-09 | NYIS | Higley | 2576 | 4N | Erie Boulevard Hydropower LP | Conventional Hydroelectric | 44.5306 | -74.9331 | 1.5
2025-09 | NYIS | Inghams | 2579 | 1 | Erie Boulevard Hydropower LP | Conventional Hydroelectric | 43.061 | -74.7643 | 3
2025-09 | NYIS | Inghams | 2579 | 2 | Erie Boulevard Hydropower LP | Conventional Hydroelectric | 43.061 | -74.7643 | 3
2025-09 | NYIS | Johnsonville Dam | 2580 | 1 | Erie Boulevard Hydropower LP | Conventional Hydroelectric | 42.9204 | -73.5089 | 2
2025-09 | NYIS | Kamargo | 2581 | 1 | Erie Boulevard Hydropower LP | Conventional Hydroelectric | 44.0117 | -75.7967 | 2
2025-09 | NYIS | Kamargo | 2581 | 2 | Erie Boulevard Hydropower LP | Conventional Hydroelectric | 44.0117 | -75.7967 | 2
2025-09 | NYIS | Kamargo | 2581 | 3 | Erie Boulevard Hydropower LP | Conventional Hydroelectric | 44.0117 | -75.7967 | 2
2025-09 | NYIS | Lighthouse Hill | 2582 | 1 | Erie Boulevard Hydropower LP | Conventional Hydroelectric | 43.5241 | -75.9703 | 4
2025-09 | NYIS | Lighthouse Hill | 2582 | 2 | Erie Boulevard Hydropower LP | Conventional Hydroelectric | 43.5241 | -75.9703 | 4
2025-09 | NYIS | Macomb | 2583 | 1 | Erie Boulevard Hydropower LP | Conventional Hydroelectric | 44.8773 | -74.3063 | 1
2025-09 | NYIS | Minetto | 2586 | 1 | Erie Boulevard Hydropower LP | Conventional Hydroelectric | 43.4003 | -76.4739 | 2
2025-09 | NYIS | Minetto | 2586 | 2 | Erie Boulevard Hydropower LP | Conventional Hydroelectric | 43.4003 | -76.4739 | 2
2025-09 | NYIS | Minetto | 2586 | 3 | Erie Boulevard Hydropower LP | Conventional Hydroelectric | 43.4003 | -76.4739 | 2
2025-09 | NYIS | Minetto | 2586 | 4 | Erie Boulevard Hydropower LP | Conventional Hydroelectric | 43.4003 | -76.4739 | 2
2025-09 | NYIS | Minetto | 2586 | 5 | Erie Boulevard Hydropower LP | Conventional Hydroelectric | 43.4003 | -76.4739 | 2
2025-09 | NYIS | Moshier | 2588 | 1 | Erie Boulevard Hydropower LP | Conventional Hydroelectric | 43.8719 | -75.1364 | 4
2025-09 | NYIS | Moshier | 2588 | 2 | Erie Boulevard Hydropower LP | Conventional Hydroelectric | 43.8719 | -75.1364 | 4
2025-09 | NYIS | Nine Mile Point Nuclear Station | 2589 | 1 | Constellation Nuclear | Nuclear | 43.5211 | -76.41 | 641.8
2025-09 | NYIS | Nine Mile Point Nuclear Station | 2589 | 2 | Constellation Nuclear | Nuclear | 43.5211 | -76.41 | 1259.3
2025-09 | NYIS | Norfolk | 2590 | 1 | Erie Boulevard Hydropower LP | Conventional Hydroelectric | 44.8053 | -74.9975 | 5
2025-09 | NYIS | Norwood | 2591 | 1 | Erie Boulevard Hydropower LP | Conventional Hydroelectric | 44.7439 | -75.0042 | 2
2025-09 | NYIS | Oswego Harbor Power | 2594 | ST5 | Oswego Harbor Power | Petroleum Liquids | 43.4586 | -76.5319 | 901.8
2025-09 | NYIS | Oswego Harbor Power | 2594 | ST6 | Oswego Harbor Power | Petroleum Liquids | 43.4586 | -76.5319 | 901.8
2025-09 | NYIS | Oswego Falls East | 2595 | 1 | Erie Boulevard Hydropower LP | Conventional Hydroelectric | 43.3161 | -76.4153 | 2
2025-09 | NYIS | Oswego Falls East | 2595 | 2 | Erie Boulevard Hydropower LP | Conventional Hydroelectric | 43.3161 | -76.4153 | 2
2025-09 | NYIS | Oswego Falls East | 2595 | 3 | Erie Boulevard Hydropower LP | Conventional Hydroelectric | 43.3161 | -76.4153 | 2
2025-09 | NYIS | Oswego Falls West | 2596 | 6 | Erie Boulevard Hydropower LP | Conventional Hydroelectric | 43.3156 | -76.4172 | 0.5
2025-09 | NYIS | Oswego Falls West | 2596 | 7 | Erie Boulevard Hydropower LP | Conventional Hydroelectric | 43.3156 | -76.4172 | 0.5
2025-09 | NYIS | Parishville | 2597 | 1 | Erie Boulevard Hydropower LP | Conventional Hydroelectric | 44.63 | -74.8258 | 3
2025-09 | NYIS | Piercefield | 2598 | 1 | Erie Boulevard Hydropower LP | Conventional Hydroelectric | 44.2334 | -74.5662 | 1.5
2025-09 | NYIS | Piercefield | 2598 | 2 | Erie Boulevard Hydropower LP | Conventional Hydroelectric | 44.2334 | -74.5662 | 0.6
2025-09 | NYIS | Piercefield | 2598 | 3 | Erie Boulevard Hydropower LP | Conventional Hydroelectric | 44.2334 | -74.5662 | 0.6
2025-09 | NYIS | Prospect | 2599 | 1 | Erie Boulevard Hydropower LP | Conventional Hydroelectric | 43.2919 | -75.1477 | 19
2025-09 | NYIS | Rainbow Falls Hydro | 2600 | 1 | Erie Boulevard Hydropower LP | Conventional Hydroelectric | 44.5178 | -74.8228 | 25
2025-09 | NYIS | Raymondville | 2601 | 1 | Erie Boulevard Hydropower LP | Conventional Hydroelectric | 44.835 | -74.9803 | 2
2025-09 | NYIS | South Edwards | 2604 | 1 | Erie Boulevard Hydropower LP | Conventional Hydroelectric | 44.2678 | -75.1961 | 1
2025-09 | NYIS | South Edwards | 2604 | 2 | Erie Boulevard Hydropower LP | Conventional Hydroelectric | 44.2678 | -75.1961 | 1
2025-09 | NYIS | South Edwards | 2604 | 3 | Erie Boulevard Hydropower LP | Conventional Hydroelectric | 44.2678 | -75.1961 | 1
2025-09 | NYIS | South Edwards | 2604 | 4 | Erie Boulevard Hydropower LP | Conventional Hydroelectric | 44.2678 | -75.1961 | 1
2025-09 | NYIS | School Street | 2605 | 1 | Erie Boulevard Hydropower LP | Conventional Hydroelectric | 42.785 | -73.708 | 7.2
2025-09 | NYIS | School Street | 2605 | 2 | Erie Boulevard Hydropower LP | Conventional Hydroelectric | 42.785 | -73.708 | 7.2
2025-09 | NYIS | School Street | 2605 | 3 | Erie Boulevard Hydropower LP | Conventional Hydroelectric | 42.785 | -73.708 | 7.2
2025-09 | NYIS | School Street | 2605 | 4 | Erie Boulevard Hydropower LP | Conventional Hydroelectric | 42.785 | -73.708 | 7.2
2025-09 | NYIS | School Street | 2605 | 5 | Erie Boulevard Hydropower LP | Conventional Hydroelectric | 42.785 | -73.708 | 10
2025-09 | NYIS | Schaghticoke | 2606 | 1 | Erie Boulevard Hydropower LP | Conventional Hydroelectric | 42.8992 | -73.5989 | 4
2025-09 | NYIS | Schaghticoke | 2606 | 2 | Erie Boulevard Hydropower LP | Conventional Hydroelectric | 42.8992 | -73.5989 | 4
2025-09 | NYIS | Schaghticoke | 2606 | 3 | Erie Boulevard Hydropower LP | Conventional Hydroelectric | 42.8992 | -73.5989 | 4
2025-09 | NYIS | Schaghticoke | 2606 | 4 | Erie Boulevard Hydropower LP | Conventional Hydroelectric | 42.8992 | -73.5989 | 4
2025-09 | NYIS | Schuylerville | 2607 | 1 | Erie Boulevard Hydropower LP | Conventional Hydroelectric | 43.0968 | -73.5821 | 2
2025-09 | NYIS | Sewalls | 2608 | 1 | Erie Boulevard Hydropower LP | Conventional Hydroelectric | 43.9775 | -75.8942 | 1
2025-09 | NYIS | Sewalls | 2608 | 2 | Erie Boulevard Hydropower LP | Conventional Hydroelectric | 43.9775 | -75.8942 | 1
2025-09 | NYIS | Sherman Island | 2609 | 1 | Erie Boulevard Hydropower LP | Conventional Hydroelectric | 43.2797 | -73.7094 | 7
2025-09 | NYIS | Sherman Island | 2609 | 2 | Erie Boulevard Hydropower LP | Conventional Hydroelectric | 43.2797 | -73.7094 | 7
2025-09 | NYIS | Sherman Island | 2609 | 3 | Erie Boulevard Hydropower LP | Conventional Hydroelectric | 43.2797 | -73.7094 | 7
2025-09 | NYIS | Sherman Island | 2609 | 4 | Erie Boulevard Hydropower LP | Conventional Hydroelectric | 43.2797 | -73.7094 | 7
2025-09 | NYIS | Sherman Island | 2609 | 5 | Erie Boulevard Hydropower LP | Conventional Hydroelectric | 43.2797 | -73.7094 | 7
2025-09 | NYIS | Sherman Island | 2609 | 6 | Erie Boulevard Hydropower LP | Conventional Hydroelectric | 43.2797 | -73.7094 | 1.3
2025-09 | NYIS | Soft Maple | 2610 | 1 | Erie Boulevard Hydropower LP | Conventional Hydroelectric | 43.9206 | -75.2433 | 8
2025-09 | NYIS | Soft Maple | 2610 | 2 | Erie Boulevard Hydropower LP | Conventional Hydroelectric | 43.9206 | -75.2433 | 8
2025-09 | NYIS | South Colton | 2611 | 1 | Erie Boulevard Hydropower LP | Conventional Hydroelectric | 44.5133 | -74.8831 | 21
2025-09 | NYIS | Spier Falls | 2612 | 9 | Erie Boulevard Hydropower LP | Conventional Hydroelectric | 43.2339 | -73.7556 | 47
2025-09 | NYIS | Stark | 2613 | 1 | Erie Boulevard Hydropower LP | Conventional Hydroelectric | 44.4553 | -74.7614 | 26
2025-09 | NYIS | Stewarts Bridge | 2614 | 1 | Erie Boulevard Hydropower LP | Conventional Hydroelectric | 43.2978 | -73.8853 | 36
2025-09 | NYIS | Stewarts Bridge | 2614 | 2 | Erie Boulevard Hydropower LP | Conventional Hydroelectric | 43.2978 | -73.8853 | 2.5
2025-09 | NYIS | Sugar Island | 2616 | 1 | Erie Boulevard Hydropower LP | Conventional Hydroelectric | 44.6422 | -74.9765 | 2
2025-09 | NYIS | Sugar Island | 2616 | 2 | Erie Boulevard Hydropower LP | Conventional Hydroelectric | 44.6422 | -74.9765 | 2
2025-09 | NYIS | Taylorville | 2617 | 1 | Erie Boulevard Hydropower LP | Conventional Hydroelectric | 43.927 | -75.3219 | 1
2025-09 | NYIS | Taylorville | 2617 | 2 | Erie Boulevard Hydropower LP | Conventional Hydroelectric | 43.927 | -75.3219 | 1
2025-09 | NYIS | Taylorville | 2617 | 3 | Erie Boulevard Hydropower LP | Conventional Hydroelectric | 43.927 | -75.3219 | 1
2025-09 | NYIS | Trenton Falls | 2619 | 5 | Erie Boulevard Hydropower LP | Conventional Hydroelectric | 43.2758 | -75.1567 | 6.8
2025-09 | NYIS | Trenton Falls | 2619 | 6 | Erie Boulevard Hydropower LP | Conventional Hydroelectric | 43.2758 | -75.1567 | 6.4
2025-09 | NYIS | Trenton Falls | 2619 | 7 | Erie Boulevard Hydropower LP | Conventional Hydroelectric | 43.2758 | -75.1567 | 8.7
2025-09 | NYIS | Varick | 2621 | 2 | Erie Boulevard Hydropower LP | Conventional Hydroelectric | 43.4486 | -76.5056 | 2
2025-09 | NYIS | Varick | 2621 | 3 | Erie Boulevard Hydropower LP | Conventional Hydroelectric | 43.4486 | -76.5056 | 2
2025-09 | NYIS | Varick | 2621 | 4 | Erie Boulevard Hydropower LP | Conventional Hydroelectric | 43.4486 | -76.5056 | 2
2025-09 | NYIS | Varick | 2621 | 5 | Erie Boulevard Hydropower LP | Conventional Hydroelectric | 43.4486 | -76.5056 | 2
2025-09 | NYIS | Waterport | 2623 | 1 | Erie Boulevard Hydropower LP | Conventional Hydroelectric | 43.3272 | -78.2394 | 2
2025-09 | NYIS | Waterport | 2623 | 2 | Erie Boulevard Hydropower LP | Conventional Hydroelectric | 43.3272 | -78.2394 | 2
2025-09 | NYIS | Yaleville | 2624 | 1 | Erie Boulevard Hydropower LP | Conventional Hydroelectric | 44.7661 | -74.9997 | 1
2025-09 | NYIS | Yaleville | 2624 | 2 | Erie Boulevard Hydropower LP | Conventional Hydroelectric | 44.7661 | -74.9997 | 1
2025-09 | NYIS | Bowline Point | 2625 | 1 | Bowline, LLC | Natural Gas Steam Turbine | 41.2044 | -73.9689 | 621
2025-09 | NYIS | Bowline Point | 2625 | 2 | Bowline, LLC | Natural Gas Steam Turbine | 41.2044 | -73.9689 | 621
2025-09 | NYIS | Grahamsville | 2627 | GRHM | New York Power Authority | Conventional Hydroelectric | 41.8592 | -74.5106 | 18
2025-09 | NYIS | Hillburn | 2628 | GEN1 | Alliance NYGT, LLC | Natural Gas Fired Combustion Turbine | 41.1269 | -74.1653 | 46.5
2025-09 | NYIS | Mongaup Falls | 2630 | GEN1 | Eagle Creek Renewable Energy, LLC | Conventional Hydroelectric | 41.5377 | -74.7714 | 4
2025-09 | NYIS | Mongaup Falls | 2630 | GEN2 | Eagle Creek Renewable Energy, LLC | Conventional Hydroelectric | 41.5377 | -74.7714 | 1.1
2025-09 | NYIS | Mongaup Falls | 2630 | GEN3 | Eagle Creek Renewable Energy, LLC | Conventional Hydroelectric | 41.5377 | -74.7714 | 1.1
2025-09 | NYIS | Mongaup Falls | 2630 | GEN4 | Eagle Creek Renewable Energy, LLC | Conventional Hydroelectric | 41.5377 | -74.7714 | 1.1
2025-09 | NYIS | Rio | 2631 | RIO | Eagle Creek Renewable Energy, LLC | Conventional Hydroelectric | 41.4625 | -74.7578 | 10
2025-09 | NYIS | Rio | 2631 | RIO2 | Eagle Creek Renewable Energy, LLC | Conventional Hydroelectric | 41.4625 | -74.7578 | 0.8
2025-09 | NYIS | Shoemaker | 2632 | SHOE | Alliance NYGT, LLC | Natural Gas Fired Combustion Turbine | 41.4278 | -74.4186 | 41.9
2025-09 | NYIS | Swinging Bridge 2 | 2634 | SWI2 | Eagle Creek Renewable Energy, LLC | Conventional Hydroelectric | 41.5717 | -74.7828 | 6.8
2025-09 | NYIS | Swinging Bridge 2 | 2634 | SWI3 | Eagle Creek Renewable Energy, LLC | Conventional Hydroelectric | 41.5717 | -74.7828 | 1.2
2025-09 | NYIS | Plant No 1 Freeport | 2678 | 2 | Village of Freeport - (NY) | Petroleum Liquids | 40.6561 | -73.5922 | 2.9
2025-09 | NYIS | Plant No 1 Freeport | 2678 | 3 | Village of Freeport - (NY) | Petroleum Liquids | 40.6561 | -73.5922 | 3.1
2025-09 | NYIS | Plant No 2 Freeport | 2679 | 3 | Village of Freeport - (NY) | Petroleum Liquids | 40.6447 | -73.5683 | 18.1
2025-09 | NYIS | Plant No 2 Freeport | 2679 | CT5 | Village of Freeport - (NY) | Natural Gas Fired Combustion Turbine | 40.6447 | -73.5683 | 60.5
2025-09 | NYIS | Greenport | 2681 | 4 | Village of Greenport - (NY) | Petroleum Liquids | 41.1055 | -72.3758 | 1.2
2025-09 | NYIS | Greenport | 2681 | 5 | Village of Greenport - (NY) | Petroleum Liquids | 41.1055 | -72.3758 | 1.8
2025-09 | NYIS | Greenport | 2681 | 6 | Village of Greenport - (NY) | Petroleum Liquids | 41.1055 | -72.3758 | 3.8
2025-09 | NYIS | S A Carlson | 2682 | 5 | Jamestown Board of Public Util | Natural Gas Steam Turbine | 42.0933 | -79.2478 | 24.5
2025-09 | NYIS | S A Carlson | 2682 | 6 | Jamestown Board of Public Util | Natural Gas Steam Turbine | 42.0933 | -79.2478 | 24.5
2025-09 | NYIS | S A Carlson | 2682 | 7 | Jamestown Board of Public Util | Natural Gas Fired Combustion Turbine | 42.0933 | -79.2478 | 47.3
2025-09 | NYIS | Crescent | 2685 | 1 | New York Power Authority | Conventional Hydroelectric | 42.8056 | -73.7226 | 2.8
2025-09 | NYIS | Crescent | 2685 | 2 | New York Power Authority | Conventional Hydroelectric | 42.8056 | -73.7226 | 2.8
2025-09 | NYIS | Crescent | 2685 | 3 | New York Power Authority | Conventional Hydroelectric | 42.8056 | -73.7226 | 3
2025-09 | NYIS | Crescent | 2685 | 4 | New York Power Authority | Conventional Hydroelectric | 42.8056 | -73.7226 | 3
2025-09 | NYIS | Vischer Ferry | 2686 | 1 | New York Power Authority | Conventional Hydroelectric | 42.8075 | -73.8427 | 2.8
2025-09 | NYIS | Vischer Ferry | 2686 | 2 | New York Power Authority | Conventional Hydroelectric | 42.8075 | -73.8427 | 2.8
2025-09 | NYIS | Vischer Ferry | 2686 | 3 | New York Power Authority | Conventional Hydroelectric | 42.8075 | -73.8427 | 3
2025-09 | NYIS | Vischer Ferry | 2686 | 4 | New York Power Authority | Conventional Hydroelectric | 42.8075 | -73.8427 | 3
2025-09 | NYIS | Blenheim Gilboa | 2691 | 1 | New York Power Authority | Hydroelectric Pumped Storage | 42.4423 | -74.4479 | 250
2025-09 | NYIS | Blenheim Gilboa | 2691 | 2 | New York Power Authority | Hydroelectric Pumped Storage | 42.4423 | -74.4479 | 250
2025-09 | NYIS | Blenheim Gilboa | 2691 | 3 | New York Power Authority | Hydroelectric Pumped Storage | 42.4423 | -74.4479 | 250
2025-09 | NYIS | Blenheim Gilboa | 2691 | 4 | New York Power Authority | Hydroelectric Pumped Storage | 42.4423 | -74.4479 | 250
2025-09 | NYIS | Lewiston Niagara | 2692 | 1 | New York Power Authority | Hydroelectric Pumped Storage | 43.143 | -79.022 | 20
2025-09 | NYIS | Lewiston Niagara | 2692 | 10 | New York Power Authority | Hydroelectric Pumped Storage | 43.143 | -79.022 | 20
2025-09 | NYIS | Lewiston Niagara | 2692 | 11 | New York Power Authority | Hydroelectric Pumped Storage | 43.143 | -79.022 | 20
2025-09 | NYIS | Lewiston Niagara | 2692 | 12 | New York Power Authority | Hydroelectric Pumped Storage | 43.143 | -79.022 | 20
2025-09 | NYIS | Lewiston Niagara | 2692 | 3 | New York Power Authority | Hydroelectric Pumped Storage | 43.143 | -79.022 | 20
2025-09 | NYIS | Lewiston Niagara | 2692 | 4 | New York Power Authority | Hydroelectric Pumped Storage | 43.143 | -79.022 | 20
2025-09 | NYIS | Lewiston Niagara | 2692 | 5 | New York Power Authority | Hydroelectric Pumped Storage | 43.143 | -79.022 | 20
2025-09 | NYIS | Lewiston Niagara | 2692 | 6 | New York Power Authority | Hydroelectric Pumped Storage | 43.143 | -79.022 | 20
2025-09 | NYIS | Lewiston Niagara | 2692 | 7 | New York Power Authority | Hydroelectric Pumped Storage | 43.143 | -79.022 | 20
2025-09 | NYIS | Lewiston Niagara | 2692 | 8 | New York Power Authority | Hydroelectric Pumped Storage | 43.143 | -79.022 | 20
2025-09 | NYIS | Lewiston Niagara | 2692 | 9 | New York Power Authority | Hydroelectric Pumped Storage | 43.143 | -79.022 | 20
2025-09 | NYIS | Robert Moses Niagara | 2693 | 1 | New York Power Authority | Conventional Hydroelectric | 43.1427 | -79.0394 | 193.5
2025-09 | NYIS | Robert Moses Niagara | 2693 | 10 | New York Power Authority | Conventional Hydroelectric | 43.1427 | -79.0394 | 193.5
2025-09 | NYIS | Robert Moses Niagara | 2693 | 11 | New York Power Authority | Conventional Hydroelectric | 43.1427 | -79.0394 | 193.5
2025-09 | NYIS | Robert Moses Niagara | 2693 | 12 | New York Power Authority | Conventional Hydroelectric | 43.1427 | -79.0394 | 193.5
2025-09 | NYIS | Robert Moses Niagara | 2693 | 13 | New York Power Authority | Conventional Hydroelectric | 43.1427 | -79.0394 | 193.5
2025-09 | NYIS | Robert Moses Niagara | 2693 | 3 | New York Power Authority | Conventional Hydroelectric | 43.1427 | -79.0394 | 193.5
2025-09 | NYIS | Robert Moses Niagara | 2693 | 4 | New York Power Authority | Conventional Hydroelectric | 43.1427 | -79.0394 | 193.5
2025-09 | NYIS | Robert Moses Niagara | 2693 | 5 | New York Power Authority | Conventional Hydroelectric | 43.1427 | -79.0394 | 193.5
2025-09 | NYIS | Robert Moses Niagara | 2693 | 7 | New York Power Authority | Conventional Hydroelectric | 43.1427 | -79.0394 | 193.5
2025-09 | NYIS | Robert Moses Niagara | 2693 | 8 | New York Power Authority | Conventional Hydroelectric | 43.1427 | -79.0394 | 150.3
2025-09 | NYIS | Robert Moses Niagara | 2693 | 9 | New York Power Authority | Conventional Hydroelectric | 43.1427 | -79.0394 | 150.3
2025-09 | NYIS | Robert Moses Power Dam | 2694 | 17 | New York Power Authority | Conventional Hydroelectric | 45.0038 | -74.7994 | 57
2025-09 | NYIS | Robert Moses Power Dam | 2694 | 18 | New York Power Authority | Conventional Hydroelectric | 45.0038 | -74.7994 | 57
2025-09 | NYIS | Robert Moses Power Dam | 2694 | 19 | New York Power Authority | Conventional Hydroelectric | 45.0038 | -74.7994 | 57
2025-09 | NYIS | Robert Moses Power Dam | 2694 | 20 | New York Power Authority | Conventional Hydroelectric | 45.0038 | -74.7994 | 57
2025-09 | NYIS | Robert Moses Power Dam | 2694 | 22 | New York Power Authority | Conventional Hydroelectric | 45.0038 | -74.7994 | 57
2025-09 | NYIS | Robert Moses Power Dam | 2694 | 23 | New York Power Authority | Conventional Hydroelectric | 45.0038 | -74.7994 | 57
2025-09 | NYIS | Robert Moses Power Dam | 2694 | 24 | New York Power Authority | Conventional Hydroelectric | 45.0038 | -74.7994 | 57
2025-09 | NYIS | Robert Moses Power Dam | 2694 | 25 | New York Power Authority | Conventional Hydroelectric | 45.0038 | -74.7994 | 57
2025-09 | NYIS | Robert Moses Power Dam | 2694 | 26 | New York Power Authority | Conventional Hydroelectric | 45.0038 | -74.7994 | 57
2025-09 | NYIS | Robert Moses Power Dam | 2694 | 27 | New York Power Authority | Conventional Hydroelectric | 45.0038 | -74.7994 | 57
2025-09 | NYIS | Robert Moses Power Dam | 2694 | 28 | New York Power Authority | Conventional Hydroelectric | 45.0038 | -74.7994 | 57
2025-09 | NYIS | Robert Moses Power Dam | 2694 | 29 | New York Power Authority | Conventional Hydroelectric | 45.0038 | -74.7994 | 57
2025-09 | NYIS | Robert Moses Power Dam | 2694 | 30 | New York Power Authority | Conventional Hydroelectric | 45.0038 | -74.7994 | 57
2025-09 | NYIS | Robert Moses Power Dam | 2694 | 31 | New York Power Authority | Conventional Hydroelectric | 45.0038 | -74.7994 | 57
2025-09 | NYIS | Robert Moses Power Dam | 2694 | 32 | New York Power Authority | Conventional Hydroelectric | 45.0038 | -74.7994 | 57
2025-09 | NYIS | Charles P Keller | 2695 | 10 | Village of Rockville Centre - (NY) | Natural Gas Internal Combustion Engine | 40.6583 | -73.6406 | 3.5
2025-09 | NYIS | Charles P Keller | 2695 | 11 | Village of Rockville Centre - (NY) | Natural Gas Internal Combustion Engine | 40.6583 | -73.6406 | 5.2
2025-09 | NYIS | Charles P Keller | 2695 | 12 | Village of Rockville Centre - (NY) | Natural Gas Internal Combustion Engine | 40.6583 | -73.6406 | 5.5
2025-09 | NYIS | Charles P Keller | 2695 | 13 | Village of Rockville Centre - (NY) | Natural Gas Internal Combustion Engine | 40.6583 | -73.6406 | 5.5
2025-09 | NYIS | Charles P Keller | 2695 | 14 | Village of Rockville Centre - (NY) | Natural Gas Internal Combustion Engine | 40.6583 | -73.6406 | 6.2
2025-09 | NYIS | Charles P Keller | 2695 | 9 | Village of Rockville Centre - (NY) | Natural Gas Internal Combustion Engine | 40.6583 | -73.6406 | 3.5
2025-09 | NYIS | Watertown | 2700 | 1 | City of Watertown - (NY) | Conventional Hydroelectric | 43.9758 | -75.8747 | 2.7
2025-09 | NYIS | Watertown | 2700 | 2 | City of Watertown - (NY) | Conventional Hydroelectric | 43.9758 | -75.8747 | 2.7
2025-09 | NYIS | Watertown | 2700 | 3 | City of Watertown - (NY) | Conventional Hydroelectric | 43.9758 | -75.8747 | 2.7
2025-09 | PJM | Gaston | 2756 | 1 | Virginia Electric & Power Co | Conventional Hydroelectric | 36.4991 | -77.8115 | 44.4
2025-09 | PJM | Gaston | 2756 | 2 | Virginia Electric & Power Co | Conventional Hydroelectric | 36.4991 | -77.8115 | 44.4
2025-09 | PJM | Gaston | 2756 | 3 | Virginia Electric & Power Co | Conventional Hydroelectric | 36.4991 | -77.8115 | 44.4
2025-09 | PJM | Gaston | 2756 | 4 | Virginia Electric & Power Co | Conventional Hydroelectric | 36.4991 | -77.8115 | 44.4
2025-09 | PJM | Roanoke Rapids | 2758 | 1 | Virginia Electric & Power Co | Conventional Hydroelectric | 36.4789 | -77.6722 | 25
2025-09 | PJM | Roanoke Rapids | 2758 | 2 | Virginia Electric & Power Co | Conventional Hydroelectric | 36.4789 | -77.6722 | 25
2025-09 | PJM | Roanoke Rapids | 2758 | 3 | Virginia Electric & Power Co | Conventional Hydroelectric | 36.4789 | -77.6722 | 25
2025-09 | PJM | Roanoke Rapids | 2758 | 4 | Virginia Electric & Power Co | Conventional Hydroelectric | 36.4789 | -77.6722 | 25
2025-09 | PJM | Buxton | 2783 | 1A | North Carolina El Member Corp | Petroleum Liquids | 35.2672 | -75.5347 | 3
2025-09 | PJM | Buxton | 2783 | 2A | North Carolina El Member Corp | Petroleum Liquids | 35.2672 | -75.5347 | 3
2025-09 | PJM | Buxton | 2783 | 3A | North Carolina El Member Corp | Petroleum Liquids | 35.2672 | -75.5347 | 3
2025-09 | PJM | Buxton | 2783 | 4A | North Carolina El Member Corp | Petroleum Liquids | 35.2672 | -75.5347 | 3
2025-09 | PJM | Buxton | 2783 | 5A | North Carolina El Member Corp | Petroleum Liquids | 35.2672 | -75.5347 | 3
2025-09 | MISO | R M Heskett | 2790 | 3 | Montana-Dakota Utilities Co | Natural Gas Fired Combustion Turbine | 46.8669 | -100.8836 | 88
2025-09 | MISO | R M Heskett | 2790 | 4 | Montana-Dakota Utilities Co | Natural Gas Fired Combustion Turbine | 46.8669 | -100.8836 | 88.4
2025-09 | MISO | R M Heskett | 2790 | EMER | Montana-Dakota Utilities Co | Natural Gas Internal Combustion Engine | 46.8669 | -100.8836
2025-09 | MISO | Jamestown | 2801 | 1 | Otter Tail Power Co | Petroleum Liquids | 46.9057 | -98.6622 | 24.1
2025-09 | MISO | Jamestown | 2801 | 2 | Otter Tail Power Co | Petroleum Liquids | 46.9057 | -98.6622 | 24.1
2025-09 | MISO | Grafton | 2811 | 1 | City of Grafton - (ND) | Petroleum Liquids | 48.43 | -97.4033 | 0.6
2025-09 | MISO | Grafton | 2811 | 2 | City of Grafton - (ND) | Petroleum Liquids | 48.43 | -97.4033 | 0.8
2025-09 | MISO | Grafton | 2811 | 3 | City of Grafton - (ND) | Petroleum Liquids | 48.43 | -97.4033 | 1.3
2025-09 | MISO | Grafton | 2811 | 4 | City of Grafton - (ND) | Petroleum Liquids | 48.43 | -97.4033 | 1.3
2025-09 | SWPP | Garrison | 2815 | 1 | USACE-Omaha | Conventional Hydroelectric | 47.4945 | -101.4115 | 121.6
2025-09 | SWPP | Garrison | 2815 | 2 | USACE-Omaha | Conventional Hydroelectric | 47.4945 | -101.4115 | 121.6
2025-09 | SWPP | Garrison | 2815 | 3 | USACE-Omaha | Conventional Hydroelectric | 47.4945 | -101.4115 | 121.6
2025-09 | SWPP | Garrison | 2815 | 4 | USACE-Omaha | Conventional Hydroelectric | 47.4945 | -101.4115 | 109.3
2025-09 | SWPP | Garrison | 2815 | 5 | USACE-Omaha | Conventional Hydroelectric | 47.4945 | -101.4115 | 109.3
2025-09 | SWPP | Leland Olds | 2817 | 1 | Basin Electric Power Coop | Conventional Steam Coal | 47.2808 | -101.3212 | 216
2025-09 | SWPP | Leland Olds | 2817 | 2 | Basin Electric Power Coop | Conventional Steam Coal | 47.2808 | -101.3212 | 440
2025-09 | MISO | Milton R Young | 2823 | 1 | Minnkota Power Coop, Inc | Conventional Steam Coal | 47.0659 | -101.2131 | 257
2025-09 | MISO | Milton R Young | 2823 | 2 | Minnkota Power Coop, Inc | Conventional Steam Coal | 47.0659 | -101.2131 | 477
2025-09 | PJM | Cardinal | 2828 | 1 | Cardinal Operating Company | Conventional Steam Coal | 40.2522 | -80.6486 | 615.2
2025-09 | PJM | Cardinal | 2828 | 2 | Cardinal Operating Company | Conventional Steam Coal | 40.2522 | -80.6486 | 615.2
2025-09 | PJM | Cardinal | 2828 | 3 | Cardinal Operating Company | Conventional Steam Coal | 40.2522 | -80.6486 | 650
2025-09 | PJM | Walter C Beckjord | 2830 | BECK1 | Duke Energy Ohio Inc | Batteries | 38.9917 | -84.2981 | 2
2025-09 | PJM | Walter C Beckjord | 2830 | BECK2 | Duke Energy Ohio Inc | Batteries | 38.9917 | -84.2981 | 2
2025-09 | PJM | Dick's Creek | 2831 | 1 | Luminant Dick's Creek | Natural Gas Fired Combustion Turbine | 39.465 | -84.3778 | 100
2025-09 | PJM | Dick's Creek | 2831 | 3 | Luminant Dick's Creek | Natural Gas Fired Combustion Turbine | 39.465 | -84.3778 | 16.5
2025-09 | PJM | Dick's Creek | 2831 | 4 | Luminant Dick's Creek | Natural Gas Fired Combustion Turbine | 39.465 | -84.3778 | 21.3
2025-09 | PJM | Dick's Creek | 2831 | 5 | Luminant Dick's Creek | Natural Gas Fired Combustion Turbine | 39.465 | -84.3778 | 21.3
2025-09 | PJM | Miami Fort | 2832 | 7 | Luminant Miami Fort | Conventional Steam Coal | 39.1128 | -84.8036 | 557.1
2025-09 | PJM | Miami Fort | 2832 | 8 | Luminant Miami Fort | Conventional Steam Coal | 39.1128 | -84.8036 | 557.7
2025-09 | PJM | Miami Fort | 2832 | GT3 | Luminant Miami Fort | Petroleum Liquids | 39.1128 | -84.8036 | 16.5
2025-09 | PJM | Miami Fort | 2832 | GT4 | Luminant Miami Fort | Petroleum Liquids | 39.1128 | -84.8036 | 16.5
2025-09 | PJM | Miami Fort | 2832 | GT5 | Luminant Miami Fort | Petroleum Liquids | 39.1128 | -84.8036 | 16.5
2025-09 | PJM | Miami Fort | 2832 | GT6 | Luminant Miami Fort | Petroleum Liquids | 39.1128 | -84.8036 | 16.5
2025-09 | PJM | Tait Electric Generating Station | 2847 | GT1 | Kimura Power LLC | Natural Gas Fired Combustion Turbine | 39.7272 | -84.2111 | 103.5
2025-09 | PJM | Tait Electric Generating Station | 2847 | GT2 | Kimura Power LLC | Natural Gas Fired Combustion Turbine | 39.7272 | -84.2111 | 106.1
2025-09 | PJM | Tait Electric Generating Station | 2847 | GT3 | Kimura Power LLC | Natural Gas Fired Combustion Turbine | 39.7272 | -84.2111 | 84.2
2025-09 | PJM | Tait Electric Generating Station | 2847 | GT4 | Kimura Power LLC | Natural Gas Fired Combustion Turbine | 39.7272 | -84.2111 | 94
2025-09 | PJM | Tait Electric Generating Station | 2847 | GT5 | Kimura Power LLC | Natural Gas Fired Combustion Turbine | 39.7272 | -84.2111 | 94
2025-09 | PJM | Tait Electric Generating Station | 2847 | GT6 | Kimura Power LLC | Natural Gas Fired Combustion Turbine | 39.7272 | -84.2111 | 94
2025-09 | PJM | Tait Electric Generating Station | 2847 | GT7 | Kimura Power LLC | Natural Gas Fired Combustion Turbine | 39.7272 | -84.2111 | 94
2025-09 | PJM | Tait Electric Generating Station | 2847 | IC1 | Kimura Power LLC | Petroleum Liquids | 39.7272 | -84.2111 | 2.7
2025-09 | PJM | Tait Electric Generating Station | 2847 | IC2 | Kimura Power LLC | Petroleum Liquids | 39.7272 | -84.2111 | 2.7
2025-09 | PJM | Tait Electric Generating Station | 2847 | IC3 | Kimura Power LLC | Petroleum Liquids | 39.7272 | -84.2111 | 2.7
2025-09 | PJM | Tait Electric Generating Station | 2847 | IC4 | Kimura Power LLC | Petroleum Liquids | 39.7272 | -84.2111 | 2.7
2025-09 | PJM | O H Hutchings | 2848 | 7 | Kimura Power LLC | Natural Gas Fired Combustion Turbine | 39.6088 | -84.2921 | 32.6
2025-09 | PJM | Monument | 2851 | 1 | Kimura Power LLC | Petroleum Liquids | 39.7667 | -84.1739 | 2.7
2025-09 | PJM | Monument | 2851 | 2 | Kimura Power LLC | Petroleum Liquids | 39.7667 | -84.1739 | 2.7
2025-09 | PJM | Monument | 2851 | 3 | Kimura Power LLC | Petroleum Liquids | 39.7667 | -84.1739 | 2.7
2025-09 | PJM | Monument | 2851 | 4 | Kimura Power LLC | Petroleum Liquids | 39.7667 | -84.1739 | 2.7
2025-09 | PJM | Monument | 2851 | 5 | Kimura Power LLC | Petroleum Liquids | 39.7667 | -84.1739 | 2.7
2025-09 | PJM | Sidney (OH) | 2852 | 1 | Kimura Power LLC | Petroleum Liquids | 40.2792 | -84.191 | 2.7
2025-09 | PJM | Sidney (OH) | 2852 | 2 | Kimura Power LLC | Petroleum Liquids | 40.2792 | -84.191 | 2.7
2025-09 | PJM | Sidney (OH) | 2852 | 3 | Kimura Power LLC | Petroleum Liquids | 40.2792 | -84.191 | 2.7
2025-09 | PJM | Sidney (OH) | 2852 | 4 | Kimura Power LLC | Petroleum Liquids | 40.2792 | -84.191 | 2.7
2025-09 | PJM | Sidney (OH) | 2852 | 5 | Kimura Power LLC | Petroleum Liquids | 40.2792 | -84.191 | 2.7
2025-09 | PJM | Yankee Street | 2854 | 1 | Kimura Power LLC | Natural Gas Fired Combustion Turbine | 39.603 | -84.2047 | 18.5
2025-09 | PJM | Yankee Street | 2854 | 2 | Kimura Power LLC | Natural Gas Fired Combustion Turbine | 39.603 | -84.2047 | 18.5
2025-09 | PJM | Yankee Street | 2854 | 3 | Kimura Power LLC | Natural Gas Fired Combustion Turbine | 39.603 | -84.2047 | 18.5
2025-09 | PJM | Yankee Street | 2854 | 4 | Kimura Power LLC | Natural Gas Fired Combustion Turbine | 39.603 | -84.2047 | 17.5
2025-09 | PJM | Yankee Street | 2854 | 5 | Kimura Power LLC | Natural Gas Fired Combustion Turbine | 39.603 | -84.2047 | 17.5
2025-09 | PJM | Yankee Street | 2854 | 6 | Kimura Power LLC | Natural Gas Fired Combustion Turbine | 39.603 | -84.2047 | 17.5
2025-09 | PJM | Yankee Street | 2854 | 7 | Kimura Power LLC | Natural Gas Fired Combustion Turbine | 39.603 | -84.2047 | 17.5
2025-09 | PJM | Yankee Street | 2854 | YS1 | Kimura Power LLC | Solar Photovoltaic | 39.603 | -84.2047 | 1.1
2025-09 | PJM | Niles Power Plant | 2861 | GT1 | Niles Power, LLC | Petroleum Liquids | 41.1669 | -80.7477 | 27
2025-09 | PJM | West Lorain | 2869 | 1A | Vermillion Power LLC | Petroleum Liquids | 41.4294 | -82.2644 | 65.3
2025-09 | PJM | West Lorain | 2869 | 1B | Vermillion Power LLC | Petroleum Liquids | 41.4294 | -82.2644 | 65.3
2025-09 | PJM | West Lorain | 2869 | 2 | Vermillion Power LLC | Natural Gas Fired Combustion Turbine | 41.4294 | -82.2644 | 85
2025-09 | PJM | West Lorain | 2869 | 3 | Vermillion Power LLC | Natural Gas Fired Combustion Turbine | 41.4294 | -82.2644 | 85
2025-09 | PJM | West Lorain | 2869 | 4 | Vermillion Power LLC | Natural Gas Fired Combustion Turbine | 41.4294 | -82.2644 | 85
2025-09 | PJM | West Lorain | 2869 | 5 | Vermillion Power LLC | Natural Gas Fired Combustion Turbine | 41.4294 | -82.2644 | 85
2025-09 | PJM | West Lorain | 2869 | 6 | Vermillion Power LLC | Natural Gas Fired Combustion Turbine | 41.4294 | -82.2644 | 85
2025-09 | PJM | Kyger Creek | 2876 | 1 | Ohio Valley Electric Corp | Conventional Steam Coal | 38.9144 | -82.1289 | 217.3
2025-09 | PJM | Kyger Creek | 2876 | 2 | Ohio Valley Electric Corp | Conventional Steam Coal | 38.9144 | -82.1289 | 217.3
2025-09 | PJM | Kyger Creek | 2876 | 3 | Ohio Valley Electric Corp | Conventional Steam Coal | 38.9144 | -82.1289 | 217.3
2025-09 | PJM | Kyger Creek | 2876 | 4 | Ohio Valley Electric Corp | Conventional Steam Coal | 38.9144 | -82.1289 | 217.3
2025-09 | PJM | Kyger Creek | 2876 | 5 | Ohio Valley Electric Corp | Conventional Steam Coal | 38.9144 | -82.1289 | 217.3
2025-09 | PJM | FirstEnergy Bay Shore | 2878 | 1 | Walleye Power, LLC | Petroleum Coke | 41.6917 | -83.4378 | 171
2025-09 | PJM | FirstEnergy Bay Shore | 2878 | CT | Walleye Power, LLC | Petroleum Liquids | 41.6917 | -83.4378 | 16
2025-09 | PJM | Richland (OH) | 2880 | 1 | Richland-Stryker Generation LLC | Petroleum Liquids | 41.3052 | -84.3346 | 15
2025-09 | PJM | Richland (OH) | 2880 | 2 | Richland-Stryker Generation LLC | Natural Gas Fired Combustion Turbine | 41.3052 | -84.3346 | 15
2025-09 | PJM | Richland (OH) | 2880 | 3 | Richland-Stryker Generation LLC | Natural Gas Fired Combustion Turbine | 41.3052 | -84.3346 | 15
2025-09 | PJM | Richland (OH) | 2880 | 4 | Richland-Stryker Generation LLC | Natural Gas Fired Combustion Turbine | 41.3052 | -84.3346 | 135
2025-09 | PJM | Richland (OH) | 2880 | 5 | Richland-Stryker Generation LLC | Natural Gas Fired Combustion Turbine | 41.3052 | -84.3346 | 135
2025-09 | PJM | Richland (OH) | 2880 | 6 | Richland-Stryker Generation LLC | Natural Gas Fired Combustion Turbine | 41.3052 | -84.3346 | 135
2025-09 | PJM | Stryker | 2881 | 1 | Richland-Stryker Generation LLC | Petroleum Liquids | 41.5014 | -84.4283 | 19
2025-09 | PJM | Bryan (OH) | 2903 | 1 | City of Bryan - (OH) | Natural Gas Fired Combustion Turbine | 41.4718 | -84.5431 | 15.8
2025-09 | PJM | Bryan (OH) | 2903 | 2 | City of Bryan - (OH) | Natural Gas Fired Combustion Turbine | 41.4718 | -84.5431 | 16
2025-09 | PJM | Bryan (OH) | 2903 | 5 | City of Bryan - (OH) | Petroleum Liquids | 41.4718 | -84.5431 | 2.5
2025-09 | PJM | Bryan (OH) | 2903 | 6 | City of Bryan - (OH) | Natural Gas Fired Combustion Turbine | 41.4718 | -84.5431 | 5
2025-09 | PJM | West 41st Street | 2909 | 1 | City of Cleveland - (OH) | Natural Gas Fired Combustion Turbine | 41.474 | -81.7145 | 16
2025-09 | PJM | West 41st Street | 2909 | 2 | City of Cleveland - (OH) | Natural Gas Fired Combustion Turbine | 41.474 | -81.7145 | 16
2025-09 | PJM | Dover (OH) | 2914 | 3 | City of Dover - (OH) | Conventional Steam Coal | 40.5201 | -81.4681 | 8
2025-09 | PJM | Dover (OH) | 2914 | 4 | City of Dover - (OH) | Conventional Steam Coal | 40.5201 | -81.4681 | 19.5
2025-09 | PJM | Dover (OH) | 2914 | 5 | City of Dover - (OH) | Petroleum Liquids | 40.5201 | -81.4681 | 2.6
2025-09 | PJM | Dover (OH) | 2914 | 6 | City of Dover - (OH) | Natural Gas Fired Combustion Turbine | 40.5201 | -81.4681 | 19.5
2025-09 | PJM | Hamilton (OH) | 2917 | GT2 | City of Hamilton - (OH) | Natural Gas Fired Combustion Turbine | 39.4098 | -84.5543 | 16.3
2025-09 | PJM | Oberlin (OH) | 2933 | 1 | City of Oberlin - (OH) | Petroleum Liquids | 41.2836 | -82.2194 | 1.1
2025-09 | PJM | Oberlin (OH) | 2933 | 10 | City of Oberlin - (OH) | Natural Gas Internal Combustion Engine | 41.2836 | -82.2194 | 0.5
2025-09 | PJM | Oberlin (OH) | 2933 | 2A | City of Oberlin - (OH) | Natural Gas Internal Combustion Engine | 41.2836 | -82.2194 | 3.1
2025-09 | PJM | Oberlin (OH) | 2933 | 3A | City of Oberlin - (OH) | Natural Gas Internal Combustion Engine | 41.2836 | -82.2194 | 3.1
2025-09 | PJM | Oberlin (OH) | 2933 | 6 | City of Oberlin - (OH) | Natural Gas Internal Combustion Engine | 41.2836 | -82.2194 | 2.5
2025-09 | PJM | Oberlin (OH) | 2933 | 7 | City of Oberlin - (OH) | Natural Gas Internal Combustion Engine | 41.2836 | -82.2194 | 2.7
2025-09 | PJM | Oberlin (OH) | 2933 | 8 | City of Oberlin - (OH) | Natural Gas Internal Combustion Engine | 41.2836 | -82.2194 | 3
2025-09 | PJM | Oberlin (OH) | 2933 | 9 | City of Oberlin - (OH) | Natural Gas Internal Combustion Engine | 41.2836 | -82.2194 | 0.4
2025-09 | PJM | Oberlin (OH) | 2933 | IC4 | City of Oberlin - (OH) | Natural Gas Internal Combustion Engine | 41.2836 | -82.2194 | 2.1
2025-09 | PJM | Orrville | 2935 | 10 | City of Orrville - (OH) | Conventional Steam Coal | 40.851 | -81.7658 | 25
2025-09 | PJM | Orrville | 2935 | 11 | City of Orrville - (OH) | Natural Gas Steam Turbine | 40.851 | -81.7658 | 25
2025-09 | PJM | Orrville | 2935 | 9 | City of Orrville - (OH) | Conventional Steam Coal | 40.851 | -81.7658 | 22
2025-09 | PJM | Painesville | 2936 | 3 | City of Painesville | Conventional Steam Coal | 41.7265 | -81.254 | 7.5
2025-09 | PJM | Painesville | 2936 | 5 | City of Painesville | Conventional Steam Coal | 41.7265 | -81.254 | 16.5
2025-09 | PJM | Painesville | 2936 | 7 | City of Painesville | Conventional Steam Coal | 41.7265 | -81.254 | 22
2025-09 | PJM | Painesville | 2936 | ST2 | City of Painesville | Conventional Steam Coal | 41.7265 | -81.254 | 7.5
2025-09 | PJM | Painesville | 2936 | WPCP1 | City of Painesville | Petroleum Liquids | 41.7265 | -81.254 | 2
2025-09 | PJM | Piqua Power Plant | 2937 | 11 | City of Piqua - (OH) | Petroleum Liquids | 40.1338 | -84.2373 | 16.3
2025-09 | PJM | Piqua Power Plant | 2937 | 8 | City of Piqua - (OH) | Petroleum Liquids | 40.1338 | -84.2373 | 20
2025-09 | PJM | St Marys | 2942 | 7 | City of St Marys - (OH) | Petroleum Liquids | 40.5458 | -84.3889 | 14
2025-09 | PJM | St Marys | 2942 | GT1 | City of St Marys - (OH) | Natural Gas Fired Combustion Turbine | 40.5458 | -84.3889 | 11
2025-09 | PJM | Anadarko | 2945 | 10 | City of Woodsfield - (OH) | Petroleum Liquids | 39.757 | -81.1155 | 1.2
2025-09 | PJM | Anadarko | 2945 | 11 | City of Woodsfield - (OH) | Petroleum Liquids | 39.757 | -81.1155 | 1.2
2025-09 | PJM | Anadarko | 2945 | 6 | City of Woodsfield - (OH) | Petroleum Liquids | 39.757 | -81.1155 | 0.6
2025-09 | PJM | Anadarko | 2945 | 7 | City of Woodsfield - (OH) | Petroleum Liquids | 39.757 | -81.1155 | 1.2
2025-09 | PJM | Anadarko | 2945 | 8 | City of Woodsfield - (OH) | Petroleum Liquids | 39.757 | -81.1155 | 1.5
2025-09 | PJM | Anadarko | 2945 | 9 | City of Woodsfield - (OH) | Petroleum Liquids | 39.757 | -81.1155 | 2.1
2025-09 | SWPP | Horseshoe Lake | 2951 | 10 | Oklahoma Gas & Electric Co | Natural Gas Fired Combustion Turbine | 35.5087 | -97.1797 | 60.5
2025-09 | SWPP | Horseshoe Lake | 2951 | 8 | Oklahoma Gas & Electric Co | Natural Gas Steam Turbine | 35.5087 | -97.1797 | 443
2025-09 | SWPP | Horseshoe Lake | 2951 | 9 | Oklahoma Gas & Electric Co | Natural Gas Fired Combustion Turbine | 35.5087 | -97.1797 | 60.5
2025-09 | SWPP | Muskogee | 2952 | 4 | Oklahoma Gas & Electric Co | Natural Gas Steam Turbine | 35.7614 | -95.2873 | 572
2025-09 | SWPP | Muskogee | 2952 | 5 | Oklahoma Gas & Electric Co | Natural Gas Steam Turbine | 35.7614 | -95.2873 | 572
2025-09 | SWPP | Muskogee | 2952 | 6 | Oklahoma Gas & Electric Co | Conventional Steam Coal | 35.7614 | -95.2873 | 572
2025-09 | SWPP | Mustang | 2953 | GT1 | Oklahoma Gas & Electric Co | Natural Gas Fired Combustion Turbine | 35.4699 | -97.675 | 66
2025-09 | SWPP | Mustang | 2953 | GT2 | Oklahoma Gas & Electric Co | Natural Gas Fired Combustion Turbine | 35.4699 | -97.675 | 66
2025-09 | SWPP | Mustang | 2953 | GT3 | Oklahoma Gas & Electric Co | Natural Gas Fired Combustion Turbine | 35.4699 | -97.675 | 66
2025-09 | SWPP | Mustang | 2953 | GT4 | Oklahoma Gas & Electric Co | Natural Gas Fired Combustion Turbine | 35.4699 | -97.675 | 66
2025-09 | SWPP | Mustang | 2953 | GT5 | Oklahoma Gas & Electric Co | Natural Gas Fired Combustion Turbine | 35.4699 | -97.675 | 66
2025-09 | SWPP | Mustang | 2953 | GT6 | Oklahoma Gas & Electric Co | Natural Gas Fired Combustion Turbine | 35.4699 | -97.675 | 66
2025-09 | SWPP | Mustang | 2953 | GT7 | Oklahoma Gas & Electric Co | Natural Gas Fired Combustion Turbine | 35.4699 | -97.675 | 66
2025-09 | SWPP | Mustang | 2953 | SLR1 | Oklahoma Gas & Electric Co | Solar Photovoltaic | 35.4699 | -97.675 | 2.5
2025-09 | SWPP | Seminole (OK) | 2956 | 1 | Oklahoma Gas & Electric Co | Natural Gas Steam Turbine | 34.9665 | -96.7258 | 567
2025-09 | SWPP | Seminole (OK) | 2956 | 2 | Oklahoma Gas & Electric Co | Natural Gas Steam Turbine | 34.9665 | -96.7258 | 567
2025-09 | SWPP | Seminole (OK) | 2956 | 3 | Oklahoma Gas & Electric Co | Natural Gas Steam Turbine | 34.9665 | -96.7258 | 567
2025-09 | SWPP | Northeastern | 2963 | 1 | Public Service Co of Oklahoma | Natural Gas Fired Combined Cycle | 36.4317 | -95.7008 | 170
2025-09 | SWPP | Northeastern | 2963 | 1A | Public Service Co of Oklahoma | Natural Gas Fired Combined Cycle | 36.4317 | -95.7008 | 178.5
2025-09 | SWPP | Northeastern | 2963 | 1B | Public Service Co of Oklahoma | Natural Gas Fired Combined Cycle | 36.4317 | -95.7008 | 178.5
2025-09 | SWPP | Northeastern | 2963 | 2 | Public Service Co of Oklahoma | Natural Gas Steam Turbine | 36.4317 | -95.7008 | 473
2025-09 | SWPP | Northeastern | 2963 | 3 | Public Service Co of Oklahoma | Conventional Steam Coal | 36.4317 | -95.7008 | 473
2025-09 | SWPP | Northeastern | 2963 | IC1 | Public Service Co of Oklahoma | Petroleum Liquids | 36.4317 | -95.7008 | 4.5
2025-09 | SWPP | Southwestern | 2964 | 1 | Public Service Co of Oklahoma | Natural Gas Steam Turbine | 35.1009 | -98.3524 | 84
2025-09 | SWPP | Southwestern | 2964 | 2 | Public Service Co of Oklahoma | Natural Gas Steam Turbine | 35.1009 | -98.3524 | 84
2025-09 | SWPP | Southwestern | 2964 | 3 | Public Service Co of Oklahoma | Natural Gas Steam Turbine | 35.1009 | -98.3524 | 315
2025-09 | SWPP | Southwestern | 2964 | 4 | Public Service Co of Oklahoma | Natural Gas Fired Combustion Turbine | 35.1009 | -98.3524 | 86.5
2025-09 | SWPP | Southwestern | 2964 | 5 | Public Service Co of Oklahoma | Natural Gas Fired Combustion Turbine | 35.1009 | -98.3524 | 86.5
2025-09 | SWPP | Tulsa | 2965 | 2 | Public Service Co of Oklahoma | Natural Gas Steam Turbine | 36.1165 | -95.991 | 170
2025-09 | SWPP | Tulsa | 2965 | 4 | Public Service Co of Oklahoma | Natural Gas Steam Turbine | 36.1165 | -95.991 | 170
2025-09 | SWPP | Tulsa | 2965 | IC1 | Public Service Co of Oklahoma | Petroleum Liquids | 36.1165 | -95.991 | 8.2
2025-09 | SWPP | Weleetka | 2966 | 4 | Public Service Co of Oklahoma | Natural Gas Fired Combustion Turbine | 35.3233 | -96.1352 | 53
2025-09 | SWPP | Weleetka | 2966 | 5 | Public Service Co of Oklahoma | Natural Gas Fired Combustion Turbine | 35.3233 | -96.1352 | 53
2025-09 | SWPP | Weleetka | 2966 | IC1 | Public Service Co of Oklahoma | Petroleum Liquids | 35.3233 | -96.1352 | 4
2025-09 | SWPP | Cushing | 2975 | 1 | City of Cushing - (OK) | Natural Gas Internal Combustion Engine | 35.9826 | -96.7757 | 2.5
2025-09 | SWPP | Cushing | 2975 | 10 | City of Cushing - (OK) | Natural Gas Internal Combustion Engine | 35.9826 | -96.7757 | 4.5
2025-09 | SWPP | Cushing | 2975 | 11 | City of Cushing - (OK) | Natural Gas Internal Combustion Engine | 35.9826 | -96.7757 | 6.3
2025-09 | SWPP | Cushing | 2975 | 3 | City of Cushing - (OK) | Natural Gas Internal Combustion Engine | 35.9826 | -96.7757 | 0.5
2025-09 | SWPP | Cushing | 2975 | 4 | City of Cushing - (OK) | Natural Gas Internal Combustion Engine | 35.9826 | -96.7757 | 0.5
2025-09 | SWPP | Cushing | 2975 | 5 | City of Cushing - (OK) | Natural Gas Internal Combustion Engine | 35.9826 | -96.7757 | 0.5
2025-09 | SWPP | Cushing | 2975 | 6 | City of Cushing - (OK) | Natural Gas Internal Combustion Engine | 35.9826 | -96.7757 | 0.8
2025-09 | SWPP | Cushing | 2975 | 7 | City of Cushing - (OK) | Natural Gas Internal Combustion Engine | 35.9826 | -96.7757 | 2.5
2025-09 | SWPP | Cushing | 2975 | 8 | City of Cushing - (OK) | Natural Gas Internal Combustion Engine | 35.9826 | -96.7757 | 2.5
2025-09 | SWPP | Markham | 2980 | 1 | Grand River Dam Authority | Conventional Hydroelectric | 36.2317 | -95.1822 | 32.1
2025-09 | SWPP | Markham | 2980 | 2 | Grand River Dam Authority | Conventional Hydroelectric | 36.2317 | -95.1822 | 32.1
2025-09 | SWPP | Markham | 2980 | 3 | Grand River Dam Authority | Conventional Hydroelectric | 36.2317 | -95.1822 | 32.1
2025-09 | SWPP | Markham | 2980 | 4 | Grand River Dam Authority | Conventional Hydroelectric | 36.2317 | -95.1822 | 32.1
2025-09 | SWPP | Pensacola | 2981 | 1 | Grand River Dam Authority | Conventional Hydroelectric | 36.4675 | -95.0414 | 21.6
2025-09 | SWPP | Pensacola | 2981 | 2 | Grand River Dam Authority | Conventional Hydroelectric | 36.4675 | -95.0414 | 21.6
2025-09 | SWPP | Pensacola | 2981 | 3 | Grand River Dam Authority | Conventional Hydroelectric | 36.4675 | -95.0414 | 21.6
2025-09 | SWPP | Pensacola | 2981 | 4 | Grand River Dam Authority | Conventional Hydroelectric | 36.4675 | -95.0414 | 21.6
2025-09 | SWPP | Pensacola | 2981 | 5 | Grand River Dam Authority | Conventional Hydroelectric | 36.4675 | -95.0414 | 21.6
2025-09 | SWPP | Pensacola | 2981 | 6 | Grand River Dam Authority | Conventional Hydroelectric | 36.4675 | -95.0414 | 21.6
2025-09 | SWPP | Salina | 2982 | 1 | Grand River Dam Authority | Hydroelectric Pumped Storage | 36.2647 | -95.1036 | 43.2
2025-09 | SWPP | Salina | 2982 | 2 | Grand River Dam Authority | Hydroelectric Pumped Storage | 36.2647 | -95.1036 | 43.2
2025-09 | SWPP | Salina | 2982 | 3 | Grand River Dam Authority | Hydroelectric Pumped Storage | 36.2647 | -95.1036 | 43.2
2025-09 | SWPP | Salina | 2982 | 4 | Grand River Dam Authority | Hydroelectric Pumped Storage | 36.2647 | -95.1036 | 43.2
2025-09 | SWPP | Salina | 2982 | 5 | Grand River Dam Authority | Hydroelectric Pumped Storage | 36.2647 | -95.1036 | 43.2
2025-09 | SWPP | Salina | 2982 | 6 | Grand River Dam Authority | Hydroelectric Pumped Storage | 36.2647 | -95.1036 | 43.2
2025-09 | SWPP | Keystone Dam | 2984 | 1 | USCE-Tulsa District | Conventional Hydroelectric | 36.1508 | -96.2517 | 35
2025-09 | SWPP | Keystone Dam | 2984 | 2 | USCE-Tulsa District | Conventional Hydroelectric | 36.1508 | -96.2517 | 35
2025-09 | SWPP | Kingfisher | 2986 | 3 | City of Kingfisher - (OK) | Natural Gas Internal Combustion Engine | 35.8575 | -97.9277 | 2.8
2025-09 | SWPP | Kingfisher | 2986 | 4 | City of Kingfisher - (OK) | Natural Gas Internal Combustion Engine | 35.8575 | -97.9277 | 1.3
2025-09 | SWPP | Kingfisher | 2986 | 5 | City of Kingfisher - (OK) | Natural Gas Internal Combustion Engine | 35.8575 | -97.9277 | 3.1
2025-09 | SWPP | Kingfisher | 2986 | IC1 | City of Kingfisher - (OK) | Natural Gas Internal Combustion Engine | 35.8575 | -97.9277 | 1.1
2025-09 | SWPP | Kingfisher | 2986 | IC2 | City of Kingfisher - (OK) | Natural Gas Internal Combustion Engine | 35.8575 | -97.9277 | 0.8
2025-09 | SWPP | Mangum | 2991 | 6 | City of Mangum - (OK) | Natural Gas Internal Combustion Engine | 34.8836 | -99.5022 | 2.1
2025-09 | SWPP | Pawhuska | 2995 | 2 | City of Pawhuska - (OK) | Petroleum Liquids | 36.6694 | -96.3474 | 2
2025-09 | SWPP | Pawhuska | 2995 | 3 | City of Pawhuska - (OK) | Petroleum Liquids | 36.6694 | -96.3474 | 3.1
2025-09 | SWPP | Pawhuska | 2995 | 5 | City of Pawhuska - (OK) | Petroleum Liquids | 36.6694 | -96.3474 | 2.5
2025-09 | SWPP | Anadarko Plant | 3006 | 10 | Western Farmers Elec Coop, Inc | Natural Gas Fired Combustion Turbine | 35.0847 | -98.23 | 45
2025-09 | SWPP | Anadarko Plant | 3006 | 11 | Western Farmers Elec Coop, Inc | Natural Gas Fired Combustion Turbine | 35.0847 | -98.23 | 45
2025-09 | SWPP | Anadarko Plant | 3006 | 4 | Western Farmers Elec Coop, Inc | Natural Gas Fired Combined Cycle | 35.0847 | -98.23 | 105.1
2025-09 | SWPP | Anadarko Plant | 3006 | 5 | Western Farmers Elec Coop, Inc | Natural Gas Fired Combined Cycle | 35.0847 | -98.23 | 105.1
2025-09 | SWPP | Anadarko Plant | 3006 | 6 | Western Farmers Elec Coop, Inc | Natural Gas Fired Combined Cycle | 35.0847 | -98.23 | 105.1
2025-09 | SWPP | Anadarko Plant | 3006 | 9 | Western Farmers Elec Coop, Inc | Natural Gas Fired Combustion Turbine | 35.0847 | -98.23 | 45
2025-09 | SWPP | Mooreland | 3008 | 1 | Western Farmers Elec Coop, Inc | Natural Gas Steam Turbine | 36.4372 | -99.2254 | 45
2025-09 | SWPP | Mooreland | 3008 | 2 | Western Farmers Elec Coop, Inc | Natural Gas Steam Turbine | 36.4372 | -99.2254 | 125
2025-09 | SWPP | Mooreland | 3008 | 3 | Western Farmers Elec Coop, Inc | Natural Gas Steam Turbine | 36.4372 | -99.2254 | 135
2025-09 | PJM | Brunot Island | 3096 | 1A | Brunot Island Power, LLC | Petroleum Liquids | 40.4649 | -80.0438 | 25.5
2025-09 | PJM | Brunot Island | 3096 | 2A | Brunot Island Power, LLC | Natural Gas Fired Combined Cycle | 40.4649 | -80.0438 | 65.3
2025-09 | PJM | Brunot Island | 3096 | 2B | Brunot Island Power, LLC | Natural Gas Fired Combined Cycle | 40.4649 | -80.0438 | 65.3
2025-09 | PJM | Brunot Island | 3096 | 3 | Brunot Island Power, LLC | Natural Gas Fired Combined Cycle | 40.4649 | -80.0438 | 65.3
2025-09 | PJM | Brunot Island | 3096 | ST4 | Brunot Island Power, LLC | Natural Gas Fired Combined Cycle | 40.4649 | -80.0438 | 144
2025-09 | PJM | Hamilton (PA) | 3109 | 1 | Hamilton Power, LLC | Petroleum Liquids | 39.9087 | -76.9885 | 19.6
2025-09 | PJM | Hunterstown | 3110 | 1 | Hunterstown Power, LLC | Natural Gas Fired Combustion Turbine | 39.8662 | -77.1648 | 20
2025-09 | PJM | Hunterstown | 3110 | 2 | Hunterstown Power, LLC | Natural Gas Fired Combustion Turbine | 39.8662 | -77.1648 | 20
2025-09 | PJM | Hunterstown | 3110 | 3 | Hunterstown Power, LLC | Natural Gas Fired Combustion Turbine | 39.8662 | -77.1648 | 20
2025-09 | PJM | Mountain | 3111 | 1 | Mountain Power, LLC | Petroleum Liquids | 40.1228 | -77.1716 | 27
2025-09 | PJM | Mountain | 3111 | 2 | Mountain Power, LLC | Petroleum Liquids | 40.1228 | -77.1716 | 27
2025-09 | PJM | Orrtanna | 3112 | 1 | Orrtanna Power, LLC | Petroleum Liquids | 39.8442 | -77.3508 | 27
2025-09 | PJM | Portland (PA) | 3113 | 3 | Portland Power, LLC | Petroleum Liquids | 40.9102 | -75.0794 | 18
2025-09 | PJM | Portland (PA) | 3113 | 4 | Portland Power, LLC | Petroleum Liquids | 40.9102 | -75.0794 | 20
2025-09 | PJM | Portland (PA) | 3113 | 5 | Portland Power, LLC | Petroleum Liquids | 40.9102 | -75.0794 | 156
2025-09 | PJM | Shawnee (PA) | 3114 | 1 | Shawnee Power, LLC | Petroleum Liquids | 41.0612 | -75.0582 | 20
2025-09 | PJM | Titus | 3115 | 4 | Titus Power, LLC | Petroleum Liquids | 40.3056 | -75.9081 | 18
2025-09 | PJM | Titus | 3115 | 5 | Titus Power, LLC | Petroleum Liquids | 40.3056 | -75.9081 | 18
2025-09 | PJM | Tolna | 3116 | 1 | Tolna Power, LLC | Petroleum Liquids | 39.7606 | -76.6353 | 27
2025-09 | PJM | Tolna | 3116 | 2 | Tolna Power, LLC | Petroleum Liquids | 39.7606 | -76.6353 | 27
2025-09 | PJM | York Haven | 3117 | 1 | Eagle Creek Renewable Energy, LLC | Conventional Hydroelectric | 40.1136 | -76.712 | 19.6
2025-09 | PJM | Conemaugh | 3118 | 1 | KeyCon Operating LLC | Conventional Steam Coal | 40.3842 | -79.0611 | 975.5
2025-09 | PJM | Conemaugh | 3118 | 2 | KeyCon Operating LLC | Conventional Steam Coal | 40.3842 | -79.0611 | 975.5
2025-09 | PJM | Conemaugh | 3118 | A | KeyCon Operating LLC | Petroleum Liquids | 40.3842 | -79.0611 | 3
2025-09 | PJM | Conemaugh | 3118 | B | KeyCon Operating LLC | Petroleum Liquids | 40.3842 | -79.0611 | 3
2025-09 | PJM | Conemaugh | 3118 | C | KeyCon Operating LLC | Petroleum Liquids | 40.3842 | -79.0611 | 3
2025-09 | PJM | Conemaugh | 3118 | D | KeyCon Operating LLC | Petroleum Liquids | 40.3842 | -79.0611 | 3
2025-09 | PJM | Blossburg | 3120 | 1 | Blossburg Power, LLC | Natural Gas Fired Combustion Turbine | 41.7065 | -77.0818 | 24
2025-09 | PJM | Piney | 3124 | 1 | BP Piney & Deep Creek LLC | Conventional Hydroelectric | 41.1921 | -79.4335 | 10
2025-09 | PJM | Piney | 3124 | 2 | BP Piney & Deep Creek LLC | Conventional Hydroelectric | 41.1921 | -79.4335 | 10
2025-09 | PJM | Piney | 3124 | 3 | BP Piney & Deep Creek LLC | Conventional Hydroelectric | 41.1921 | -79.4335 | 10
2025-09 | PJM | Seward (PA) | 3130 | FB1 | Seward Generating LLC | Conventional Steam Coal | 40.4062 | -79.0337 | 585
2025-09 | PJM | Shawville | 3131 | 1 | Shawville Power, LLC | Natural Gas Steam Turbine | 41.0675 | -78.3662 | 125
2025-09 | PJM | Shawville | 3131 | 2 | Shawville Power, LLC | Natural Gas Steam Turbine | 41.0675 | -78.3662 | 125
2025-09 | PJM | Shawville | 3131 | 3 | Shawville Power, LLC | Natural Gas Steam Turbine | 41.0675 | -78.3662 | 188
2025-09 | PJM | Shawville | 3131 | 4 | Shawville Power, LLC | Natural Gas Steam Turbine | 41.0675 | -78.3662 | 188
2025-09 | PJM | Shawville | 3131 | 5 | Shawville Power, LLC | Petroleum Liquids | 41.0675 | -78.3662 | 2
2025-09 | PJM | Shawville | 3131 | 6 | Shawville Power, LLC | Petroleum Liquids | 41.0675 | -78.3662 | 2
2025-09 | PJM | Shawville | 3131 | 7 | Shawville Power, LLC | Petroleum Liquids | 41.0675 | -78.3662 | 2
2025-09 | PJM | Warren | 3132 | 3 | Warren Generation, LLC | Natural Gas Fired Combustion Turbine | 41.8359 | -79.1887 | 53.1
2025-09 | PJM | Keystone | 3136 | 1 | KeyCon Operating LLC | Conventional Steam Coal | 40.6604 | -79.3411 | 936
2025-09 | PJM | Keystone | 3136 | 2 | KeyCon Operating LLC | Conventional Steam Coal | 40.6604 | -79.3411 | 936
2025-09 | PJM | Keystone | 3136 | 3 | KeyCon Operating LLC | Petroleum Liquids | 40.6604 | -79.3411 | 2.5
2025-09 | PJM | Keystone | 3136 | 4 | KeyCon Operating LLC | Petroleum Liquids | 40.6604 | -79.3411 | 2.9
2025-09 | PJM | Keystone | 3136 | 5 | KeyCon Operating LLC | Petroleum Liquids | 40.6604 | -79.3411 | 2.9
2025-09 | PJM | Keystone | 3136 | 6 | KeyCon Operating LLC | Petroleum Liquids | 40.6604 | -79.3411 | 2.9
2025-09 | PJM | New Castle Plant | 3138 | 3 | New Castle Power, LLC | Natural Gas Steam Turbine | 40.9379 | -80.369 | 98
2025-09 | PJM | New Castle Plant | 3138 | 4 | New Castle Power, LLC | Natural Gas Steam Turbine | 40.9379 | -80.369 | 114
2025-09 | PJM | New Castle Plant | 3138 | 5 | New Castle Power, LLC | Natural Gas Steam Turbine | 40.9379 | -80.369 | 136
2025-09 | PJM | New Castle Plant | 3138 | EMDA | New Castle Power, LLC | Petroleum Liquids | 40.9379 | -80.369 | 3.2
2025-09 | PJM | Brunner Island | 3140 | 1 | Brunner Island LLC | Natural Gas Steam Turbine | 40.0961 | -76.6962 | 363.3
2025-09 | PJM | Brunner Island | 3140 | 2 | Brunner Island LLC | Natural Gas Steam Turbine | 40.0961 | -76.6962 | 405
2025-09 | PJM | Brunner Island | 3140 | 3 | Brunner Island LLC | Natural Gas Steam Turbine | 40.0961 | -76.6962 | 847.8
2025-09 | PJM | Holtwood | 3145 | HW1 | BIF III Holtwood LLC | Conventional Hydroelectric | 39.8272 | -76.3318 | 10.4
2025-09 | PJM | Holtwood | 3145 | HW10 | BIF III Holtwood LLC | Conventional Hydroelectric | 39.8272 | -76.3318 | 12
2025-09 | PJM | Holtwood | 3145 | HW11 | BIF III Holtwood LLC | Conventional Hydroelectric | 39.8272 | -76.3318 | 1.4
2025-09 | PJM | Holtwood | 3145 | HW13 | BIF III Holtwood LLC | Conventional Hydroelectric | 39.8272 | -76.3318 | 1.4
2025-09 | PJM | Holtwood | 3145 | HW18 | BIF III Holtwood LLC | Conventional Hydroelectric | 39.8272 | -76.3318 | 66
2025-09 | PJM | Holtwood | 3145 | HW19 | BIF III Holtwood LLC | Conventional Hydroelectric | 39.8272 | -76.3318 | 66
2025-09 | PJM | Holtwood | 3145 | HW2 | BIF III Holtwood LLC | Conventional Hydroelectric | 39.8272 | -76.3318 | 10.4
2025-09 | PJM | Holtwood | 3145 | HW3 | BIF III Holtwood LLC | Conventional Hydroelectric | 39.8272 | -76.3318 | 13.5
2025-09 | PJM | Holtwood | 3145 | HW4 | BIF III Holtwood LLC | Conventional Hydroelectric | 39.8272 | -76.3318 | 10.4
2025-09 | PJM | Holtwood | 3145 | HW5 | BIF III Holtwood LLC | Conventional Hydroelectric | 39.8272 | -76.3318 | 10.4
2025-09 | PJM | Holtwood | 3145 | HW6 | BIF III Holtwood LLC | Conventional Hydroelectric | 39.8272 | -76.3318 | 10.4
2025-09 | PJM | Holtwood | 3145 | HW7 | BIF III Holtwood LLC | Conventional Hydroelectric | 39.8272 | -76.3318 | 10.4
2025-09 | PJM | Holtwood | 3145 | HW8 | BIF III Holtwood LLC | Conventional Hydroelectric | 39.8272 | -76.3318 | 11.4
2025-09 | PJM | Holtwood | 3145 | HW9 | BIF III Holtwood LLC | Conventional Hydroelectric | 39.8272 | -76.3318 | 13.2
2025-09 | PJM | TalenEnergy Martins Creek | 3148 | 3 | TalenEnergy Martins Creek LLC | Natural Gas Steam Turbine | 40.7978 | -75.1054 | 850.5
2025-09 | PJM | TalenEnergy Martins Creek | 3148 | 4 | TalenEnergy Martins Creek LLC | Natural Gas Steam Turbine | 40.7978 | -75.1054 | 850.5
2025-09 | PJM | TalenEnergy Montour | 3149 | 1 | TalenEnergy Montour LLC | Conventional Steam Coal | 41.0714 | -76.6672 | 864.9
2025-09 | PJM | TalenEnergy Montour | 3149 | 2 | TalenEnergy Montour LLC | Natural Gas Steam Turbine | 41.0714 | -76.6672 | 893
2025-09 | PJM | Sunbury Generation LP | 3152 | CTG1 | Sunbury Generation LP | Petroleum Liquids | 40.8361 | -76.825 | 23.6
2025-09 | PJM | Sunbury Generation LP | 3152 | CTG2 | Sunbury Generation LP | Petroleum Liquids | 40.8361 | -76.825 | 23.6
2025-09 | PJM | Sunbury Generation LP | 3152 | DI2 | Sunbury Generation LP | Petroleum Liquids | 40.8361 | -76.825 | 5.5
2025-09 | PJM | Wallenpaupack | 3153 | WP1 | Wallenpuapack Hydro | Conventional Hydroelectric | 41.4679 | -75.1309 | 20
2025-09 | PJM | Wallenpaupack | 3153 | WP2 | Wallenpuapack Hydro | Conventional Hydroelectric | 41.4679 | -75.1309 | 20
2025-09 | PJM | Chester Generating Station | 3157 | 7 | Constellation Power, Inc | Petroleum Liquids | 39.8301 | -75.3837 | 18.6
2025-09 | PJM | Chester Generating Station | 3157 | 8 | Constellation Power, Inc | Petroleum Liquids | 39.8301 | -75.3837 | 18.6
2025-09 | PJM | Chester Generating Station | 3157 | 9 | Constellation Power, Inc | Petroleum Liquids | 39.8301 | -75.3837 | 18.6
2025-09 | PJM | Delaware Generating Station | 3160 | 10 | Constellation Power, Inc | Petroleum Liquids | 39.968 | -75.1252 | 18.6
2025-09 | PJM | Delaware Generating Station | 3160 | 11 | Constellation Power, Inc | Petroleum Liquids | 39.968 | -75.1252 | 18.6
2025-09 | PJM | Delaware Generating Station | 3160 | 12 | Constellation Power, Inc | Petroleum Liquids | 39.968 | -75.1252 | 18.6
2025-09 | PJM | Delaware Generating Station | 3160 | 9 | Constellation Power, Inc | Petroleum Liquids | 39.968 | -75.1252 | 21.2
2025-09 | PJM | Eddystone Generating Station | 3161 | 10 | Constellation Power, Inc | Petroleum Liquids | 39.858 | -75.323 | 18.6
2025-09 | PJM | Eddystone Generating Station | 3161 | 20 | Constellation Power, Inc | Petroleum Liquids | 39.858 | -75.323 | 18.6
2025-09 | PJM | Eddystone Generating Station | 3161 | 3 | Constellation Power, Inc | Natural Gas Steam Turbine | 39.858 | -75.323 | 391
2025-09 | PJM | Eddystone Generating Station | 3161 | 30 | Constellation Power, Inc | Petroleum Liquids | 39.858 | -75.323 | 21.2
2025-09 | PJM | Eddystone Generating Station | 3161 | 4 | Constellation Power, Inc | Natural Gas Steam Turbine | 39.858 | -75.323 | 391
2025-09 | PJM | Eddystone Generating Station | 3161 | 40 | Constellation Power, Inc | Petroleum Liquids | 39.858 | -75.323 | 21.2
2025-09 | PJM | Falls | 3162 | 1 | Constellation Power, Inc | Petroleum Liquids | 40.1765 | -74.79 | 21.2
2025-09 | PJM | Falls | 3162 | 2 | Constellation Power, Inc | Petroleum Liquids | 40.1765 | -74.79 | 21.2
2025-09 | PJM | Falls | 3162 | 3 | Constellation Power, Inc | Petroleum Liquids | 40.1765 | -74.79 | 21.2
2025-09 | PJM | Moser Generating Station | 3163 | 1 | Constellation Power, Inc | Petroleum Liquids | 40.2352 | -75.6193 | 21.2
2025-09 | PJM | Moser Generating Station | 3163 | 2 | Constellation Power, Inc | Petroleum Liquids | 40.2352 | -75.6193 | 21.2
2025-09 | PJM | Moser Generating Station | 3163 | 3 | Constellation Power, Inc | Petroleum Liquids | 40.2352 | -75.6193 | 21.2
2025-09 | PJM | Muddy Run | 3164 | 1 | Constellation Power, Inc | Hydroelectric Pumped Storage | 39.8076 | -76.2993 | 134
2025-09 | PJM | Muddy Run | 3164 | 2 | Constellation Power, Inc | Hydroelectric Pumped Storage | 39.8076 | -76.2993 | 134
2025-09 | PJM | Muddy Run | 3164 | 3 | Constellation Power, Inc | Hydroelectric Pumped Storage | 39.8076 | -76.2993 | 134
2025-09 | PJM | Muddy Run | 3164 | 4 | Constellation Power, Inc | Hydroelectric Pumped Storage | 39.8076 | -76.2993 | 134
2025-09 | PJM | Muddy Run | 3164 | 5 | Constellation Power, Inc | Hydroelectric Pumped Storage | 39.8076 | -76.2993 | 134
2025-09 | PJM | Muddy Run | 3164 | 6 | Constellation Power, Inc | Hydroelectric Pumped Storage | 39.8076 | -76.2993 | 134
2025-09 | PJM | Muddy Run | 3164 | 7 | Constellation Power, Inc | Hydroelectric Pumped Storage | 39.8076 | -76.2993 | 134
2025-09 | PJM | Muddy Run | 3164 | 8 | Constellation Power, Inc | Hydroelectric Pumped Storage | 39.8076 | -76.2993 | 134
2025-09 | PJM | Peach Bottom | 3166 | 2 | Constellation Nuclear | Nuclear | 39.7589 | -76.2687 | 1499.4
2025-09 | PJM | Peach Bottom | 3166 | 3 | Constellation Nuclear | Nuclear | 39.7589 | -76.2687 | 1377
2025-09 | PJM | Richmond Generating Station | 3168 | 91 | Constellation Power, Inc | Petroleum Liquids | 39.9845 | -75.0752 | 65.8
2025-09 | PJM | Richmond Generating Station | 3168 | 92 | Constellation Power, Inc | Petroleum Liquids | 39.9845 | -75.0752 | 65.8
2025-09 | PJM | Schuylkill Generating Station | 3169 | 10 | Constellation Power, Inc | Petroleum Liquids | 39.9419 | -75.1883 | 18.6
2025-09 | PJM | Schuylkill Generating Station | 3169 | 11 | Constellation Power, Inc | Petroleum Liquids | 39.9419 | -75.1883 | 21.2
2025-09 | PJM | Southwark | 3170 | 3 | Constellation Power, Inc | Petroleum Liquids | 39.9144 | -75.135 | 18.6
2025-09 | PJM | Southwark | 3170 | 4 | Constellation Power, Inc | Petroleum Liquids | 39.9144 | -75.135 | 18.6
2025-09 | PJM | Southwark | 3170 | 5 | Constellation Power, Inc | Petroleum Liquids | 39.9144 | -75.135 | 18.6
2025-09 | PJM | Southwark | 3170 | 6 | Constellation Power, Inc | Petroleum Liquids | 39.9144 | -75.135 | 18.6
2025-09 | PJM | Safe Harbor | 3175 | 1 | Safe Harbor | Conventional Hydroelectric | 39.9244 | -76.39 | 33
2025-09 | PJM | Safe Harbor | 3175 | 10 | Safe Harbor | Conventional Hydroelectric | 39.9244 | -76.39 | 37.5
2025-09 | PJM | Safe Harbor | 3175 | 11 | Safe Harbor | Conventional Hydroelectric | 39.9244 | -76.39 | 37.5
2025-09 | PJM | Safe Harbor | 3175 | 12 | Safe Harbor | Conventional Hydroelectric | 39.9244 | -76.39 | 37.5
2025-09 | PJM | Safe Harbor | 3175 | 2 | Safe Harbor | Conventional Hydroelectric | 39.9244 | -76.39 | 33
2025-09 | PJM | Safe Harbor | 3175 | 3 | Safe Harbor | Conventional Hydroelectric | 39.9244 | -76.39 | 32
2025-09 | PJM | Safe Harbor | 3175 | 4 | Safe Harbor | Conventional Hydroelectric | 39.9244 | -76.39 | 32
2025-09 | PJM | Safe Harbor | 3175 | 41 | Safe Harbor | Conventional Hydroelectric | 39.9244 | -76.39 | 2
2025-09 | PJM | Safe Harbor | 3175 | 42 | Safe Harbor | Conventional Hydroelectric | 39.9244 | -76.39 | 2
2025-09 | PJM | Safe Harbor | 3175 | 5 | Safe Harbor | Conventional Hydroelectric | 39.9244 | -76.39 | 32
2025-09 | PJM | Safe Harbor | 3175 | 6 | Safe Harbor | Conventional Hydroelectric | 39.9244 | -76.39 | 32
2025-09 | PJM | Safe Harbor | 3175 | 7 | Safe Harbor | Conventional Hydroelectric | 39.9244 | -76.39 | 32
2025-09 | PJM | Safe Harbor | 3175 | 8 | Safe Harbor | Conventional Hydroelectric | 39.9244 | -76.39 | 37.5
2025-09 | PJM | Safe Harbor | 3175 | 9 | Safe Harbor | Conventional Hydroelectric | 39.9244 | -76.39 | 37.5
2025-09 | PJM | Hunlock Power Station | 3176 | 3 | Hunlock Energy, LLC | Natural Gas Fired Combined Cycle | 41.2006 | -76.07 | 49.9
2025-09 | PJM | Hunlock Power Station | 3176 | 5 | Hunlock Energy, LLC | Natural Gas Fired Combined Cycle | 41.2006 | -76.07 | 48
2025-09 | PJM | Hunlock Power Station | 3176 | 6 | Hunlock Energy, LLC | Natural Gas Fired Combined Cycle | 41.2006 | -76.07 | 48
2025-09 | ISNE | Manchester Street | 3236 | G10A | Manchester Street, LLC. | Natural Gas Fired Combined Cycle | 41.8167 | -71.4042 | 125
2025-09 | ISNE | Manchester Street | 3236 | G11A | Manchester Street, LLC. | Natural Gas Fired Combined Cycle | 41.8167 | -71.4042 | 125
2025-09 | ISNE | Manchester Street | 3236 | GE10 | Manchester Street, LLC. | Natural Gas Fired Combined Cycle | 41.8167 | -71.4042 | 48
2025-09 | ISNE | Manchester Street | 3236 | GE11 | Manchester Street, LLC. | Natural Gas Fired Combined Cycle | 41.8167 | -71.4042 | 46
2025-09 | ISNE | Manchester Street | 3236 | GE9A | Manchester Street, LLC. | Natural Gas Fired Combined Cycle | 41.8167 | -71.4042 | 125
2025-09 | ISNE | Manchester Street | 3236 | GEN9 | Manchester Street, LLC. | Natural Gas Fired Combined Cycle | 41.8167 | -71.4042 | 46
2025-09 | SWPP | Aberdeen CT | 3338 | 2 | NorthWestern Energy - (SD) | Natural Gas Fired Combustion Turbine | 45.4299 | -98.494 | 82.2
2025-09 | SWPP | Aberdeen CT | 3338 | GT1 | NorthWestern Energy - (SD) | Petroleum Liquids | 45.4299 | -98.494 | 28.8
2025-09 | SWPP | Clark (SD) | 3341 | 1 | NorthWestern Energy - (SD) | Petroleum Liquids | 44.8765 | -97.7321 | 2.7
2025-09 | SWPP | Faulkton | 3342 | 1 | NorthWestern Energy - (SD) | Petroleum Liquids | 45.0367 | -99.1202 | 2.7
2025-09 | MISO | Lake Preston | 3352 | 1A | Otter Tail Power Co | Petroleum Liquids | 44.3649 | -97.3811 | 24.1
2025-09 | SWPP | Oahe | 3356 | 1 | USACE-Omaha | Conventional Hydroelectric | 44.4504 | -100.3866 | 112.3
2025-09 | SWPP | Oahe | 3356 | 2 | USACE-Omaha | Conventional Hydroelectric | 44.4504 | -100.3866 | 112.3
2025-09 | SWPP | Oahe | 3356 | 3 | USACE-Omaha | Conventional Hydroelectric | 44.4504 | -100.3866 | 112.3
2025-09 | SWPP | Oahe | 3356 | 4 | USACE-Omaha | Conventional Hydroelectric | 44.4504 | -100.3866 | 112.3
2025-09 | SWPP | Oahe | 3356 | 5 | USACE-Omaha | Conventional Hydroelectric | 44.4504 | -100.3866 | 112.3
2025-09 | SWPP | Oahe | 3356 | 6 | USACE-Omaha | Conventional Hydroelectric | 44.4504 | -100.3866 | 112.3
2025-09 | SWPP | Oahe | 3356 | 7 | USACE-Omaha | Conventional Hydroelectric | 44.4504 | -100.3866 | 112.3
2025-09 | SWPP | Fort Randall | 3373 | 1 | USACE-Omaha | Conventional Hydroelectric | 43.0653 | -98.5539 | 40
2025-09 | SWPP | Fort Randall | 3373 | 2 | USACE-Omaha | Conventional Hydroelectric | 43.0653 | -98.5539 | 40
2025-09 | SWPP | Fort Randall | 3373 | 3 | USACE-Omaha | Conventional Hydroelectric | 43.0653 | -98.5539 | 40
2025-09 | SWPP | Fort Randall | 3373 | 4 | USACE-Omaha | Conventional Hydroelectric | 43.0653 | -98.5539 | 40
2025-09 | SWPP | Fort Randall | 3373 | 5 | USACE-Omaha | Conventional Hydroelectric | 43.0653 | -98.5539 | 40
2025-09 | SWPP | Fort Randall | 3373 | 6 | USACE-Omaha | Conventional Hydroelectric | 43.0653 | -98.5539 | 40
2025-09 | SWPP | Fort Randall | 3373 | 7 | USACE-Omaha | Conventional Hydroelectric | 43.0653 | -98.5539 | 40
2025-09 | SWPP | Fort Randall | 3373 | 8 | USACE-Omaha | Conventional Hydroelectric | 43.0653 | -98.5539 | 40
2025-09 | SWPP | Big Bend Dam | 3375 | 1 | USACE-Omaha | Conventional Hydroelectric | 44.0384 | -99.4463 | 67.3
2025-09 | SWPP | Big Bend Dam | 3375 | 2 | USACE-Omaha | Conventional Hydroelectric | 44.0384 | -99.4463 | 67.3
2025-09 | SWPP | Big Bend Dam | 3375 | 3 | USACE-Omaha | Conventional Hydroelectric | 44.0384 | -99.4463 | 67.2
2025-09 | SWPP | Big Bend Dam | 3375 | 4 | USACE-Omaha | Conventional Hydroelectric | 44.0384 | -99.4463 | 67.3
2025-09 | SWPP | Big Bend Dam | 3375 | 5 | USACE-Omaha | Conventional Hydroelectric | 44.0384 | -99.4463 | 67.3
2025-09 | SWPP | Big Bend Dam | 3375 | 6 | USACE-Omaha | Conventional Hydroelectric | 44.0384 | -99.4463 | 67.3
2025-09 | SWPP | Big Bend Dam | 3375 | 7 | USACE-Omaha | Conventional Hydroelectric | 44.0384 | -99.4463 | 67.3
2025-09 | SWPP | Big Bend Dam | 3375 | 8 | USACE-Omaha | Conventional Hydroelectric | 44.0384 | -99.4463 | 67.3
2025-09 | ERCO | Eagle Pass | 3437 | 1 | Maverick Cty Water Control & Improvement | Conventional Hydroelectric | 28.8295 | -100.5522 | 3.2
2025-09 | ERCO | Eagle Pass | 3437 | 2 | Maverick Cty Water Control & Improvement | Conventional Hydroelectric | 28.8295 | -100.5522 | 3.2
2025-09 | ERCO | Eagle Pass | 3437 | 3 | Maverick Cty Water Control & Improvement | Conventional Hydroelectric | 28.8295 | -100.5522 | 3.2
2025-09 | ERCO | Laredo | 3439 | 4 | City of San Antonio - (TX) | Natural Gas Fired Combustion Turbine | 27.5667 | -99.5089 | 131.8
2025-09 | ERCO | Laredo | 3439 | 5 | City of San Antonio - (TX) | Natural Gas Fired Combustion Turbine | 27.5667 | -99.5089 | 131.8
2025-09 | ERCO | Nueces Bay | 3441 | 7 | City of San Antonio - (TX) | Natural Gas Fired Combined Cycle | 27.8194 | -97.4192 | 351
2025-09 | ERCO | Nueces Bay | 3441 | 8 | City of San Antonio - (TX) | Natural Gas Fired Combined Cycle | 27.8194 | -97.4192 | 189.6
2025-09 | ERCO | Nueces Bay | 3441 | 9 | City of San Antonio - (TX) | Natural Gas Fired Combined Cycle | 27.8194 | -97.4192 | 189.6
2025-09 | ERCO | Victoria | 3443 | 5 | Victoria WLE, LP | Natural Gas Fired Combined Cycle | 28.7883 | -97.01 | 180
2025-09 | ERCO | Victoria | 3443 | 7 | Victoria WLE, LP | Natural Gas Fired Combined Cycle | 28.7883 | -97.01 | 196.9
2025-09 | ERCO | Lake Hubbard | 3452 | 1 | Luminant Generation Company LLC | Natural Gas Steam Turbine | 32.8358 | -96.5458 | 396.5
2025-09 | ERCO | Lake Hubbard | 3452 | 2 | Luminant Generation Company LLC | Natural Gas Steam Turbine | 32.8358 | -96.5458 | 531
2025-09 | ERCO | Mountain Creek | 3453 | 6 | Mountain Creek Power, LLC | Natural Gas Steam Turbine | 32.7231 | -96.9358 | 135.7
2025-09 | ERCO | Mountain Creek | 3453 | 7 | Mountain Creek Power, LLC | Natural Gas Steam Turbine | 32.7231 | -96.9358 | 136
2025-09 | ERCO | Mountain Creek | 3453 | 8 | Mountain Creek Power, LLC | Natural Gas Steam Turbine | 32.7231 | -96.9358 | 580.5
2025-09 | MISO | Lewis Creek | 3457 | 1 | Entergy Texas Inc. | Natural Gas Steam Turbine | 30.4356 | -95.5214 | 271.4
2025-09 | MISO | Lewis Creek | 3457 | 2 | Entergy Texas Inc. | Natural Gas Steam Turbine | 30.4356 | -95.5214 | 271.4
2025-09 | MISO | Sabine | 3459 | 1 | Entergy Texas Inc. | Natural Gas Steam Turbine | 30.0242 | -93.878 | 239.4
2025-09 | MISO | Sabine | 3459 | 3 | Entergy Texas Inc. | Natural Gas Steam Turbine | 30.0242 | -93.878 | 473.4
2025-09 | MISO | Sabine | 3459 | 4 | Entergy Texas Inc. | Natural Gas Steam Turbine | 30.0242 | -93.878 | 591.6
2025-09 | MISO | Sabine | 3459 | 5 | Entergy Texas Inc. | Natural Gas Steam Turbine | 30.0242 | -93.878 | 507.4
2025-09 | ERCO | Cedar Bayou | 3460 | 1 | NRG Texas Power LLC | Natural Gas Steam Turbine | 29.75 | -94.9256 | 765
2025-09 | ERCO | Cedar Bayou | 3460 | 2 | NRG Texas Power LLC | Natural Gas Steam Turbine | 29.75 | -94.9256 | 765
2025-09 | ERCO | Greens Bayou | 3464 | 73 | NRG Texas Power LLC | Natural Gas Fired Combustion Turbine | 29.8222 | -95.2194 | 72
2025-09 | ERCO | Greens Bayou | 3464 | 74 | NRG Texas Power LLC | Natural Gas Fired Combustion Turbine | 29.8222 | -95.2194 | 72
2025-09 | ERCO | Greens Bayou | 3464 | 81 | NRG Texas Power LLC | Natural Gas Fired Combustion Turbine | 29.8222 | -95.2194 | 72
2025-09 | ERCO | Greens Bayou | 3464 | 82 | NRG Texas Power LLC | Natural Gas Fired Combustion Turbine | 29.8222 | -95.2194 | 72
2025-09 | ERCO | Greens Bayou | 3464 | 83 | NRG Texas Power LLC | Natural Gas Fired Combustion Turbine | 29.8222 | -95.2194 | 72
2025-09 | ERCO | Greens Bayou | 3464 | 84 | NRG Texas Power LLC | Natural Gas Fired Combustion Turbine | 29.8222 | -95.2194 | 72
2025-09 | ERCO | T H Wharton | 3469 | 3 | NRG Texas Power LLC | Natural Gas Fired Combined Cycle | 29.9417 | -95.5306 | 113.1
2025-09 | ERCO | T H Wharton | 3469 | 31 | NRG Texas Power LLC | Natural Gas Fired Combined Cycle | 29.9417 | -95.5306 | 54
2025-09 | ERCO | T H Wharton | 3469 | 32 | NRG Texas Power LLC | Natural Gas Fired Combined Cycle | 29.9417 | -95.5306 | 54
2025-09 | ERCO | T H Wharton | 3469 | 33 | NRG Texas Power LLC | Natural Gas Fired Combined Cycle | 29.9417 | -95.5306 | 54
2025-09 | ERCO | T H Wharton | 3469 | 34 | NRG Texas Power LLC | Natural Gas Fired Combined Cycle | 29.9417 | -95.5306 | 54
2025-09 | ERCO | T H Wharton | 3469 | 4 | NRG Texas Power LLC | Natural Gas Fired Combined Cycle | 29.9417 | -95.5306 | 113.1
2025-09 | ERCO | T H Wharton | 3469 | 41 | NRG Texas Power LLC | Natural Gas Fired Combined Cycle | 29.9417 | -95.5306 | 54
2025-09 | ERCO | T H Wharton | 3469 | 42 | NRG Texas Power LLC | Natural Gas Fired Combined Cycle | 29.9417 | -95.5306 | 54
2025-09 | ERCO | T H Wharton | 3469 | 43 | NRG Texas Power LLC | Natural Gas Fired Combined Cycle | 29.9417 | -95.5306 | 56.7
2025-09 | ERCO | T H Wharton | 3469 | 44 | NRG Texas Power LLC | Natural Gas Fired Combined Cycle | 29.9417 | -95.5306 | 56.7
2025-09 | ERCO | T H Wharton | 3469 | 51 | NRG Texas Power LLC | Natural Gas Fired Combustion Turbine | 29.9417 | -95.5306 | 85
2025-09 | ERCO | T H Wharton | 3469 | 52 | NRG Texas Power LLC | Natural Gas Fired Combustion Turbine | 29.9417 | -95.5306 | 85
2025-09 | ERCO | T H Wharton | 3469 | 53 | NRG Texas Power LLC | Natural Gas Fired Combustion Turbine | 29.9417 | -95.5306 | 85
2025-09 | ERCO | T H Wharton | 3469 | 54 | NRG Texas Power LLC | Natural Gas Fired Combustion Turbine | 29.9417 | -95.5306 | 85
2025-09 | ERCO | T H Wharton | 3469 | 55 | NRG Texas Power LLC | Natural Gas Fired Combustion Turbine | 29.9417 | -95.5306 | 85
2025-09 | ERCO | T H Wharton | 3469 | 56 | NRG Texas Power LLC | Natural Gas Fired Combustion Turbine | 29.9417 | -95.5306 | 85
2025-09 | ERCO | T H Wharton | 3469 | GT1 | NRG Texas Power LLC | Natural Gas Fired Combustion Turbine | 29.9417 | -95.5306 | 16.3
2025-09 | ERCO | W A Parish | 3470 | 1 | NRG Texas Power LLC | Natural Gas Steam Turbine | 29.4828 | -95.6311 | 187.8
2025-09 | ERCO | W A Parish | 3470 | 2 | NRG Texas Power LLC | Natural Gas Steam Turbine | 29.4828 | -95.6311 | 187.8
2025-09 | ERCO | W A Parish | 3470 | 3 | NRG Texas Power LLC | Natural Gas Steam Turbine | 29.4828 | -95.6311 | 299.2
2025-09 | ERCO | W A Parish | 3470 | 4 | NRG Texas Power LLC | Natural Gas Steam Turbine | 29.4828 | -95.6311 | 580.5
2025-09 | ERCO | W A Parish | 3470 | 5 | NRG Texas Power LLC | Conventional Steam Coal | 29.4828 | -95.6311 | 734.1
2025-09 | ERCO | W A Parish | 3470 | 6 | NRG Texas Power LLC | Conventional Steam Coal | 29.4828 | -95.6311 | 734.1
2025-09 | ERCO | W A Parish | 3470 | 7 | NRG Texas Power LLC | Conventional Steam Coal | 29.4828 | -95.6311 | 614.6
2025-09 | ERCO | W A Parish | 3470 | 8 | NRG Texas Power LLC | Conventional Steam Coal | 29.4828 | -95.6311 | 654
2025-09 | ERCO | W A Parish | 3470 | GT1 | NRG Texas Power LLC | Natural Gas Fired Combustion Turbine | 29.4828 | -95.6311 | 16.3
2025-09 | SWPP | Knox Lee | 3476 | 5 | Southwestern Electric Power Co | Natural Gas Steam Turbine | 32.3766 | -94.6415 | 351
2025-09 | SWPP | Wilkes | 3478 | 1 | Southwestern Electric Power Co | Natural Gas Steam Turbine | 32.8482 | -94.548 | 180
2025-09 | SWPP | Wilkes | 3478 | 2 | Southwestern Electric Power Co | Natural Gas Steam Turbine | 32.8482 | -94.548 | 351
2025-09 | SWPP | Wilkes | 3478 | 3 | Southwestern Electric Power Co | Natural Gas Steam Turbine | 32.8482 | -94.548 | 351
2025-09 | SWPP | Jones | 3482 | 1 | Southwestern Public Service Co | Natural Gas Steam Turbine | 33.5239 | -101.7392 | 247.5
2025-09 | SWPP | Jones | 3482 | 2 | Southwestern Public Service Co | Natural Gas Steam Turbine | 33.5239 | -101.7392 | 247.5
2025-09 | SWPP | Jones | 3482 | 3 | Southwestern Public Service Co | Natural Gas Fired Combustion Turbine | 33.5239 | -101.7392 | 182.7
2025-09 | SWPP | Jones | 3482 | 4 | Southwestern Public Service Co | Natural Gas Fired Combustion Turbine | 33.5239 | -101.7392 | 182.7
2025-09 | SWPP | Nichols | 3484 | 1 | Southwestern Public Service Co | Natural Gas Steam Turbine | 35.2834 | -101.7464 | 113.6
2025-09 | SWPP | Nichols | 3484 | 2 | Southwestern Public Service Co | Natural Gas Steam Turbine | 35.2834 | -101.7464 | 113.6
2025-09 | SWPP | Nichols | 3484 | 3 | Southwestern Public Service Co | Natural Gas Steam Turbine | 35.2834 | -101.7464 | 247.5
2025-09 | SWPP | Plant X | 3485 | 4 | Southwestern Public Service Co | Natural Gas Steam Turbine | 34.1661 | -102.4114 | 190.4
2025-09 | ERCO | Graham | 3490 | 1 | Luminant Generation Company LLC | Natural Gas Steam Turbine | 33.1344 | -98.6117 | 247.7
2025-09 | ERCO | Graham | 3490 | 2 | Luminant Generation Company LLC | Natural Gas Steam Turbine | 33.1344 | -98.6117 | 387
2025-09 | ERCO | Handley | 3491 | 3 | Constellation Power, Inc | Natural Gas Steam Turbine | 32.7283 | -97.2192 | 404.8
2025-09 | ERCO | Handley | 3491 | 4 | Constellation Power, Inc | Natural Gas Steam Turbine | 32.7283 | -97.2192 | 455
2025-09 | ERCO | Handley | 3491 | 5 | Constellation Power, Inc | Natural Gas Steam Turbine | 32.7283 | -97.2192 | 455
2025-09 | ERCO | Morgan Creek | 3492 | CT1 | Luminant Generation Company LLC | Petroleum Liquids | 32.3358 | -100.9156 | 89.4
2025-09 | ERCO | Morgan Creek | 3492 | CT2 | Luminant Generation Company LLC | Petroleum Liquids | 32.3358 | -100.9156 | 89.4
2025-09 | ERCO | Morgan Creek | 3492 | CT3 | Luminant Generation Company LLC | Petroleum Liquids | 32.3358 | -100.9156 | 89.4
2025-09 | ERCO | Morgan Creek | 3492 | CT4 | Luminant Generation Company LLC | Petroleum Liquids | 32.3358 | -100.9156 | 89.4
2025-09 | ERCO | Morgan Creek | 3492 | CT5 | Luminant Generation Company LLC | Petroleum Liquids | 32.3358 | -100.9156 | 89.4
2025-09 | ERCO | Morgan Creek | 3492 | CT6 | Luminant Generation Company LLC | Petroleum Liquids | 32.3358 | -100.9156 | 89.4
2025-09 | ERCO | Permian Basin | 3494 | CT1 | Luminant Generation Company LLC | Natural Gas Fired Combustion Turbine | 31.5839 | -102.9633 | 89.4
2025-09 | ERCO | Permian Basin | 3494 | CT2 | Luminant Generation Company LLC | Natural Gas Fired Combustion Turbine | 31.5839 | -102.9633 | 89.4
2025-09 | ERCO | Permian Basin | 3494 | CT3 | Luminant Generation Company LLC | Natural Gas Fired Combustion Turbine | 31.5839 | -102.9633 | 89.4
2025-09 | ERCO | Permian Basin | 3494 | CT4 | Luminant Generation Company LLC | Natural Gas Fired Combustion Turbine | 31.5839 | -102.9633 | 89.4
2025-09 | ERCO | Permian Basin | 3494 | CT5 | Luminant Generation Company LLC | Natural Gas Fired Combustion Turbine | 31.5839 | -102.9633 | 89.4
2025-09 | ERCO | Stryker Creek | 3504 | D1 | Luminant Generation Company LLC | Petroleum Liquids | 31.9398 | -94.9898 | 2
2025-09 | ERCO | Stryker Creek | 3504 | D2 | Luminant Generation Company LLC | Petroleum Liquids | 31.9398 | -94.9898 | 2
2025-09 | ERCO | Stryker Creek | 3504 | D3 | Luminant Generation Company LLC | Petroleum Liquids | 31.9398 | -94.9898 | 2
2025-09 | ERCO | Stryker Creek | 3504 | D4 | Luminant Generation Company LLC | Petroleum Liquids | 31.9398 | -94.9898 | 2
2025-09 | ERCO | Stryker Creek | 3504 | D5 | Luminant Generation Company LLC | Petroleum Liquids | 31.9398 | -94.9898 | 2
2025-09 | ERCO | Stryker Creek | 3504 | ST1 | Luminant Generation Company LLC | Natural Gas Steam Turbine | 31.9398 | -94.9898 | 176.8
2025-09 | ERCO | Stryker Creek | 3504 | ST2 | Luminant Generation Company LLC | Natural Gas Steam Turbine | 31.9398 | -94.9898 | 526.6
2025-09 | ERCO | Trinidad (TX) | 3507 | 6 | Luminant Generation Company LLC | Natural Gas Steam Turbine | 32.1245 | -96.1013 | 239.3
2025-09 | ERCO | Trinidad (TX) | 3507 | D1 | Luminant Generation Company LLC | Petroleum Liquids | 32.1245 | -96.1013 | 2
2025-09 | ERCO | Trinidad (TX) | 3507 | D2 | Luminant Generation Company LLC | Petroleum Liquids | 32.1245 | -96.1013 | 2
2025-09 | ERCO | Decker Creek | 3548 | GT1 | Austin Energy | Natural Gas Fired Combustion Turbine | 30.3033 | -97.6128 | 51.5
2025-09 | ERCO | Decker Creek | 3548 | GT2 | Austin Energy | Natural Gas Fired Combustion Turbine | 30.3033 | -97.6128 | 51.5
2025-09 | ERCO | Decker Creek | 3548 | GT3 | Austin Energy | Natural Gas Fired Combustion Turbine | 30.3033 | -97.6128 | 51.5
2025-09 | ERCO | Decker Creek | 3548 | GT4 | Austin Energy | Natural Gas Fired Combustion Turbine | 30.3033 | -97.6128 | 51.5
2025-09 | ERCO | Silas Ray | 3559 | 10 | Brownsville Public Utilities Board | Natural Gas Fired Combustion Turbine | 25.9131 | -97.5214 | 61
2025-09 | ERCO | Silas Ray | 3559 | 6 | Brownsville Public Utilities Board | Natural Gas Fired Combined Cycle | 25.9131 | -97.5214 | 25
2025-09 | ERCO | Silas Ray | 3559 | 9 | Brownsville Public Utilities Board | Natural Gas Fired Combined Cycle | 25.9131 | -97.5214 | 50
2025-09 | ERCO | Silas Ray | 3559 | DG-3a | Brownsville Public Utilities Board | Petroleum Liquids | 25.9131 | -97.5214 | 1.3
2025-09 | ERCO | Silas Ray | 3559 | DG-3b | Brownsville Public Utilities Board | Petroleum Liquids | 25.9131 | -97.5214 | 1.3
2025-09 | ERCO | Silas Ray | 3559 | DG-4 | Brownsville Public Utilities Board | Petroleum Liquids | 25.9131 | -97.5214 | 1.3
2025-09 | ERCO | Silas Ray | 3559 | DG-6a | Brownsville Public Utilities Board | Petroleum Liquids | 25.9131 | -97.5214 | 1.3
2025-09 | ERCO | Silas Ray | 3559 | DG-6b | Brownsville Public Utilities Board | Petroleum Liquids | 25.9131 | -97.5214 | 1.3
2025-09 | ERCO | Bryan (TX) | 3561 | 7 | City of Bryan - (TX) | Natural Gas Fired Combustion Turbine | 30.6474 | -96.3723 | 22
2025-09 | ERCO | Ray Olinger | 3576 | 1 | City of Garland - (TX) | Natural Gas Steam Turbine | 33.0681 | -96.4525 | 75
2025-09 | ERCO | Ray Olinger | 3576 | 2 | City of Garland - (TX) | Natural Gas Steam Turbine | 33.0681 | -96.4525 | 113.4
2025-09 | ERCO | Ray Olinger | 3576 | 3 | City of Garland - (TX) | Natural Gas Steam Turbine | 33.0681 | -96.4525 | 156.6
2025-09 | ERCO | Ray Olinger | 3576 | 4 | City of Garland - (TX) | Natural Gas Fired Combustion Turbine | 33.0681 | -96.4525 | 82.7
2025-09 | ERCO | Dunlap TP 1 | 3582 | 1 | Guadalupe Blanco River Authority | Conventional Hydroelectric | 29.6402 | -98.0459 | 1.8
2025-09 | ERCO | Dunlap TP 1 | 3582 | 2 | Guadalupe Blanco River Authority | Conventional Hydroelectric | 29.6402 | -98.0459 | 1.8
2025-09 | ERCO | Austin | 3594 | 1 | Lower Colorado River Authority | Conventional Hydroelectric | 30.2934 | -97.7844 | 9
2025-09 | ERCO | Austin | 3594 | 2 | Lower Colorado River Authority | Conventional Hydroelectric | 30.2934 | -97.7844 | 9
2025-09 | ERCO | Buchanan Dam (TX) | 3595 | 1 | Lower Colorado River Authority | Conventional Hydroelectric | 30.7507 | -98.4176 | 18.3
2025-09 | ERCO | Buchanan Dam (TX) | 3595 | 2 | Lower Colorado River Authority | Conventional Hydroelectric | 30.7507 | -98.4176 | 18.3
2025-09 | ERCO | Buchanan Dam (TX) | 3595 | 3 | Lower Colorado River Authority | Conventional Hydroelectric | 30.7507 | -98.4176 | 18.3
2025-09 | ERCO | Granite Shoals | 3597 | 1 | Lower Colorado River Authority | Conventional Hydroelectric | 30.556 | -98.3384 | 27
2025-09 | ERCO | Granite Shoals | 3597 | 2 | Lower Colorado River Authority | Conventional Hydroelectric | 30.556 | -98.3384 | 27
2025-09 | ERCO | Inks | 3598 | 1 | Lower Colorado River Authority | Conventional Hydroelectric | 30.7316 | -98.3854 | 15
2025-09 | ERCO | Marble Falls | 3599 | 1 | Lower Colorado River Authority | Conventional Hydroelectric | 30.5553 | -98.2576 | 19.8
2025-09 | ERCO | Marble Falls | 3599 | 2 | Lower Colorado River Authority | Conventional Hydroelectric | 30.5553 | -98.2576 | 19.8
2025-09 | ERCO | Marshall Ford | 3600 | 1 | Lower Colorado River Authority | Conventional Hydroelectric | 30.3899 | -97.9073 | 36
2025-09 | ERCO | Marshall Ford | 3600 | 2 | Lower Colorado River Authority | Conventional Hydroelectric | 30.3899 | -97.9073 | 36
2025-09 | ERCO | Marshall Ford | 3600 | 3 | Lower Colorado River Authority | Conventional Hydroelectric | 30.3899 | -97.9073 | 36
2025-09 | ERCO | Sim Gideon | 3601 | 1 | Lower Colorado River Authority | Natural Gas Steam Turbine | 30.1456 | -97.2708 | 136
2025-09 | ERCO | Sim Gideon | 3601 | 2 | Lower Colorado River Authority | Natural Gas Steam Turbine | 30.1456 | -97.2708 | 136
2025-09 | ERCO | Sim Gideon | 3601 | 3 | Lower Colorado River Authority | Natural Gas Steam Turbine | 30.1456 | -97.2708 | 351
2025-09 | ERCO | Leon Creek | 3609 | CGT1 | City of San Antonio - (TX) | Natural Gas Fired Combustion Turbine | 29.3525 | -98.5761 | 57.4
2025-09 | ERCO | Leon Creek | 3609 | CGT2 | City of San Antonio - (TX) | Natural Gas Fired Combustion Turbine | 29.3525 | -98.5761 | 57.4
2025-09 | ERCO | Leon Creek | 3609 | CGT3 | City of San Antonio - (TX) | Natural Gas Fired Combustion Turbine | 29.3525 | -98.5761 | 57.4
2025-09 | ERCO | Leon Creek | 3609 | CGT4 | City of San Antonio - (TX) | Natural Gas Fired Combustion Turbine | 29.3525 | -98.5761 | 57.4
2025-09 | ERCO | O W Sommers | 3611 | 1 | City of San Antonio - (TX) | Natural Gas Steam Turbine | 29.3081 | -98.3242 | 446
2025-09 | ERCO | O W Sommers | 3611 | 2 | City of San Antonio - (TX) | Natural Gas Steam Turbine | 29.3081 | -98.3242 | 446
2025-09 | ERCO | V H Braunig | 3612 | 1 | City of San Antonio - (TX) | Natural Gas Steam Turbine | 29.2567 | -98.3825 | 225
2025-09 | ERCO | V H Braunig | 3612 | 2 | City of San Antonio - (TX) | Natural Gas Steam Turbine | 29.2567 | -98.3825 | 252
2025-09 | ERCO | V H Braunig | 3612 | 3 | City of San Antonio - (TX) | Natural Gas Steam Turbine | 29.2567 | -98.3825 | 417
2025-09 | ERCO | V H Braunig | 3612 | 5 | City of San Antonio - (TX) | Natural Gas Fired Combustion Turbine | 29.2567 | -98.3825 | 61
2025-09 | ERCO | V H Braunig | 3612 | 6 | City of San Antonio - (TX) | Natural Gas Fired Combustion Turbine | 29.2567 | -98.3825 | 61
2025-09 | ERCO | V H Braunig | 3612 | 7 | City of San Antonio - (TX) | Natural Gas Fired Combustion Turbine | 29.2567 | -98.3825 | 61
2025-09 | ERCO | V H Braunig | 3612 | 8 | City of San Antonio - (TX) | Natural Gas Fired Combustion Turbine | 29.2567 | -98.3825 | 61
2025-09 | ERCO | R W Miller | 3628 | 2 | RW Miller Power LLC | Natural Gas Steam Turbine | 32.6581 | -98.3103 | 100
2025-09 | ERCO | R W Miller | 3628 | 3 | RW Miller Power LLC | Natural Gas Steam Turbine | 32.6581 | -98.3103 | 200
2025-09 | ERCO | R W Miller | 3628 | 4 | RW Miller Power LLC | Natural Gas Fired Combustion Turbine | 32.6581 | -98.3103 | 118.8
2025-09 | ERCO | R W Miller | 3628 | 5 | RW Miller Power LLC | Natural Gas Fired Combustion Turbine | 32.6581 | -98.3103 | 118.8
2025-09 | ERCO | Pearsall | 3630 | 10A | South Texas Electric Coop, Inc | Natural Gas Internal Combustion Engine | 28.9275 | -99.0919 | 8.4
2025-09 | ERCO | Pearsall | 3630 | 11A | South Texas Electric Coop, Inc | Natural Gas Internal Combustion Engine | 28.9275 | -99.0919 | 8.4
2025-09 | ERCO | Pearsall | 3630 | 12A | South Texas Electric Coop, Inc | Natural Gas Internal Combustion Engine | 28.9275 | -99.0919 | 8.4
2025-09 | ERCO | Pearsall | 3630 | 13A | South Texas Electric Coop, Inc | Natural Gas Internal Combustion Engine | 28.9275 | -99.0919 | 8.4
2025-09 | ERCO | Pearsall | 3630 | 14A | South Texas Electric Coop, Inc | Natural Gas Internal Combustion Engine | 28.9275 | -99.0919 | 8.4
2025-09 | ERCO | Pearsall | 3630 | 15A | South Texas Electric Coop, Inc | Natural Gas Internal Combustion Engine | 28.9275 | -99.0919 | 8.4
2025-09 | ERCO | Pearsall | 3630 | 16A | South Texas Electric Coop, Inc | Natural Gas Internal Combustion Engine | 28.9275 | -99.0919 | 8.4
2025-09 | ERCO | Pearsall | 3630 | 17A | South Texas Electric Coop, Inc | Natural Gas Internal Combustion Engine | 28.9275 | -99.0919 | 8.4
2025-09 | ERCO | Pearsall | 3630 | 18A | South Texas Electric Coop, Inc | Natural Gas Internal Combustion Engine | 28.9275 | -99.0919 | 8.4
2025-09 | ERCO | Pearsall | 3630 | 19A | South Texas Electric Coop, Inc | Natural Gas Internal Combustion Engine | 28.9275 | -99.0919 | 8.4
2025-09 | ERCO | Pearsall | 3630 | 1A | South Texas Electric Coop, Inc | Natural Gas Internal Combustion Engine | 28.9275 | -99.0919 | 8.4
2025-09 | ERCO | Pearsall | 3630 | 20A | South Texas Electric Coop, Inc | Natural Gas Internal Combustion Engine | 28.9275 | -99.0919 | 8.4
2025-09 | ERCO | Pearsall | 3630 | 21A | South Texas Electric Coop, Inc | Natural Gas Internal Combustion Engine | 28.9275 | -99.0919 | 8.4
2025-09 | ERCO | Pearsall | 3630 | 22A | South Texas Electric Coop, Inc | Natural Gas Internal Combustion Engine | 28.9275 | -99.0919 | 8.4
2025-09 | ERCO | Pearsall | 3630 | 23A | South Texas Electric Coop, Inc | Natural Gas Internal Combustion Engine | 28.9275 | -99.0919 | 8.4
2025-09 | ERCO | Pearsall | 3630 | 24A | South Texas Electric Coop, Inc | Natural Gas Internal Combustion Engine | 28.9275 | -99.0919 | 8.4
2025-09 | ERCO | Pearsall | 3630 | 2A | South Texas Electric Coop, Inc | Natural Gas Internal Combustion Engine | 28.9275 | -99.0919 | 8.4
2025-09 | ERCO | Pearsall | 3630 | 3A | South Texas Electric Coop, Inc | Natural Gas Internal Combustion Engine | 28.9275 | -99.0919 | 8.4
2025-09 | ERCO | Pearsall | 3630 | 4A | South Texas Electric Coop, Inc | Natural Gas Internal Combustion Engine | 28.9275 | -99.0919 | 8.4
2025-09 | ERCO | Pearsall | 3630 | 5A | South Texas Electric Coop, Inc | Natural Gas Internal Combustion Engine | 28.9275 | -99.0919 | 8.4
2025-09 | ERCO | Pearsall | 3630 | 6A | South Texas Electric Coop, Inc | Natural Gas Internal Combustion Engine | 28.9275 | -99.0919 | 8.4
2025-09 | ERCO | Pearsall | 3630 | 7A | South Texas Electric Coop, Inc | Natural Gas Internal Combustion Engine | 28.9275 | -99.0919 | 8.4
2025-09 | ERCO | Pearsall | 3630 | 8A | South Texas Electric Coop, Inc | Natural Gas Internal Combustion Engine | 28.9275 | -99.0919 | 8.4
2025-09 | ERCO | Pearsall | 3630 | 9A | South Texas Electric Coop, Inc | Natural Gas Internal Combustion Engine | 28.9275 | -99.0919 | 8.4
2025-09 | ERCO | Sam Rayburn | 3631 | 10 | South Texas Electric Coop, Inc | Natural Gas Fired Combined Cycle | 28.8947 | -97.135 | 42
2025-09 | ERCO | Sam Rayburn | 3631 | 4 | South Texas Electric Coop, Inc | Petroleum Liquids | 28.8947 | -97.135 | 1.6
2025-09 | ERCO | Sam Rayburn | 3631 | 5 | South Texas Electric Coop, Inc | Petroleum Liquids | 28.8947 | -97.135 | 1.6
2025-09 | ERCO | Sam Rayburn | 3631 | 7 | South Texas Electric Coop, Inc | Natural Gas Fired Combined Cycle | 28.8947 | -97.135 | 49.2
2025-09 | ERCO | Sam Rayburn | 3631 | 8 | South Texas Electric Coop, Inc | Natural Gas Fired Combined Cycle | 28.8947 | -97.135 | 49.2
2025-09 | ERCO | Sam Rayburn | 3631 | 9 | South Texas Electric Coop, Inc | Natural Gas Fired Combined Cycle | 28.8947 | -97.135 | 49.2
2025-09 | ISNE | Ascutney | 3708 | GT4 | Green Mountain Power Corp | Petroleum Liquids | 43.4011 | -72.4203 | 13.2
2025-09 | ISNE | Smith (VT) | 3709 | 1 | Green Mountain Power Corp | Conventional Hydroelectric | 43.9921 | -72.1282 | 1
2025-09 | ISNE | Smith (VT) | 3709 | HC2 | Green Mountain Power Corp | Conventional Hydroelectric | 43.9921 | -72.1282 | 0.5
2025-09 | ISNE | Cavendish | 3710 | 1 | Green Mountain Power Corp | Conventional Hydroelectric | 43.3812 | -72.5982 | 0.6
2025-09 | ISNE | Cavendish | 3710 | 2 | Green Mountain Power Corp | Conventional Hydroelectric | 43.3812 | -72.5982 | 0.6
2025-09 | ISNE | Cavendish | 3710 | 3 | Green Mountain Power Corp | Conventional Hydroelectric | 43.3812 | -72.5982 | 0.5
2025-09 | ISNE | Clark Falls | 3711 | 1 | Green Mountain Power Corp | Conventional Hydroelectric | 44.6356 | -73.12 | 3
2025-09 | ISNE | Fairfax Falls | 3712 | 1 | Green Mountain Power Corp | Conventional Hydroelectric | 44.6534 | -72.9961 | 1.4
2025-09 | ISNE | Fairfax Falls | 3712 | 2 | Green Mountain Power Corp | Conventional Hydroelectric | 44.6534 | -72.9961 | 2.1
2025-09 | ISNE | Glen | 3714 | 1 | Green Mountain Power Corp | Conventional Hydroelectric | 43.6367 | -72.976 | 1
2025-09 | ISNE | Glen | 3714 | 2 | Green Mountain Power Corp | Conventional Hydroelectric | 43.6367 | -72.976 | 1
2025-09 | ISNE | Lower Middlebury | 3716 | 1 | Green Mountain Power Corp | Conventional Hydroelectric | 44.0249 | -73.1768 | 0.8
2025-09 | ISNE | Lower Middlebury | 3716 | 2 | Green Mountain Power Corp | Conventional Hydroelectric | 44.0249 | -73.1768 | 0.8
2025-09 | ISNE | Lower Middlebury | 3716 | 3 | Green Mountain Power Corp | Conventional Hydroelectric | 44.0249 | -73.1768 | 0.8
2025-09 | ISNE | Milton | 3717 | 1 | Green Mountain Power Corp | Conventional Hydroelectric | 44.6414 | -73.1134 | 3.7
2025-09 | ISNE | Milton | 3717 | 2 | Green Mountain Power Corp | Conventional Hydroelectric | 44.6414 | -73.1134 | 3.7
2025-09 | ISNE | Peterson | 3720 | 1 | Green Mountain Power Corp | Conventional Hydroelectric | 44.6381 | -73.1625 | 6.3
2025-09 | ISNE | Pittsford | 3722 | 1 | Green Mountain Power Corp | Conventional Hydroelectric | 43.694 | -72.955 | 1.3
2025-09 | ISNE | Pittsford | 3722 | 2 | Green Mountain Power Corp | Conventional Hydroelectric | 43.694 | -72.955 | 1.3
2025-09 | ISNE | Pittsford | 3722 | 3 | Green Mountain Power Corp | Conventional Hydroelectric | 43.694 | -72.955 | 1
2025-09 | ISNE | Salisbury | 3724 | 1 | Green Mountain Power Corp | Conventional Hydroelectric | 43.8954 | -73.1007 | 1.3
2025-09 | ISNE | Silver Lake (VT) | 3725 | 1 | Green Mountain Power Corp | Conventional Hydroelectric | 43.8986 | -73.0531 | 2.2
2025-09 | ISNE | Weybridge | 3728 | 1 | Green Mountain Power Corp | Conventional Hydroelectric | 44.0661 | -73.2158 | 3
2025-09 | ISNE | Newport | 3731 | 1 | Great Bay Hydro Corp | Conventional Hydroelectric | 44.9376 | -72.18 | 1.7
2025-09 | ISNE | Newport | 3731 | 2 | Great Bay Hydro Corp | Conventional Hydroelectric | 44.9376 | -72.18 | 1.7
2025-09 | ISNE | Newport | 3731 | 3 | Great Bay Hydro Corp | Conventional Hydroelectric | 44.9376 | -72.18 | 0.6
2025-09 | ISNE | Berlin 5 | 3734 | GT1 | Green Mountain Power Corp | Petroleum Liquids | 44.251 | -72.6027 | 41.8
2025-09 | ISNE | Colchester 16 | 3735 | GT1 | Green Mountain Power Corp | Petroleum Liquids | 44.4906 | -73.1703 | 18
2025-09 | ISNE | Essex Junction 19 | 3737 | H1 | Green Mountain Power Corp | Conventional Hydroelectric | 44.4821 | -73.1164 | 1.8
2025-09 | ISNE | Essex Junction 19 | 3737 | H2 | Green Mountain Power Corp | Conventional Hydroelectric | 44.4821 | -73.1164 | 1.8
2025-09 | ISNE | Essex Junction 19 | 3737 | H3 | Green Mountain Power Corp | Conventional Hydroelectric | 44.4821 | -73.1164 | 1.8
2025-09 | ISNE | Essex Junction 19 | 3737 | H4 | Green Mountain Power Corp | Conventional Hydroelectric | 44.4821 | -73.1164 | 1.8
2025-09 | ISNE | Essex Junction 19 | 3737 | H9 | Green Mountain Power Corp | Conventional Hydroelectric | 44.4821 | -73.1164 | 0.8
2025-09 | ISNE | Essex Junction 19 | 3737 | IC-5 | Green Mountain Power Corp | Petroleum Liquids | 44.4821 | -73.1164 | 2
2025-09 | ISNE | Essex Junction 19 | 3737 | IC-6 | Green Mountain Power Corp | Petroleum Liquids | 44.4821 | -73.1164 | 2
2025-09 | ISNE | Essex Junction 19 | 3737 | IC-7 | Green Mountain Power Corp | Petroleum Liquids | 44.4821 | -73.1164 | 2
2025-09 | ISNE | Essex Junction 19 | 3737 | IC-8 | Green Mountain Power Corp | Petroleum Liquids | 44.4821 | -73.1164 | 2
2025-09 | ISNE | Marshfield 6 | 3739 | 1 | Green Mountain Power Corp | Conventional Hydroelectric | 44.3606 | -72.3356 | 5
2025-09 | ISNE | Middlesex 2 | 3740 | 1 | Green Mountain Power Corp | Conventional Hydroelectric | 44.2924 | -72.6824 | 1.6
2025-09 | ISNE | Middlesex 2 | 3740 | 2 | Green Mountain Power Corp | Conventional Hydroelectric | 44.2924 | -72.6824 | 1.6
2025-09 | ISNE | West Danville 15 | 3743 | 1 | Green Mountain Power Corp | Conventional Hydroelectric | 44.4056 | -72.1881 | 1
2025-09 | ISNE | Bellows Falls | 3745 | GEN1 | Great River Hydro, LLC | Conventional Hydroelectric | 43.1375 | -72.4464 | 13.6
2025-09 | ISNE | Bellows Falls | 3745 | GEN2 | Great River Hydro, LLC | Conventional Hydroelectric | 43.1375 | -72.4464 | 13.6
2025-09 | ISNE | Bellows Falls | 3745 | GEN3 | Great River Hydro, LLC | Conventional Hydroelectric | 43.1375 | -72.4464 | 13.6
2025-09 | ISNE | Harriman | 3746 | GEN1 | Great River Hydro, LLC | Conventional Hydroelectric | 42.7936 | -72.9144 | 11.2
2025-09 | ISNE | Harriman | 3746 | GEN2 | Great River Hydro, LLC | Conventional Hydroelectric | 42.7936 | -72.9144 | 11.2
2025-09 | ISNE | Harriman | 3746 | GEN3 | Great River Hydro, LLC | Conventional Hydroelectric | 42.7936 | -72.9144 | 11.2
2025-09 | ISNE | Canaan | 3750 | 1 | Central Rivers Power NH, LLC | Conventional Hydroelectric | 44.9993 | -71.5302 | 1.1
2025-09 | ISNE | West Charleston | 3753 | 1 | Barton Village, Inc | Conventional Hydroelectric | 44.8874 | -72.0554 | 0.7
2025-09 | ISNE | West Charleston | 3753 | 2 | Barton Village, Inc | Conventional Hydroelectric | 44.8874 | -72.0554 | 0.7
2025-09 | ISNE | Burlington GT | 3754 | GT1 | City of Burlington Electric - (VT) | Petroleum Liquids | 44.4814 | -73.2239 | 25.5
2025-09 | ISNE | Great Falls (VT) | 3762 | 1 | The Town of Lyndon Electric Department | Conventional Hydroelectric | 44.5002 | -71.9989 | 0.3
2025-09 | ISNE | Great Falls (VT) | 3762 | 2 | The Town of Lyndon Electric Department | Conventional Hydroelectric | 44.5002 | -71.9989 | 0.3
2025-09 | ISNE | Great Falls (VT) | 3762 | 3 | The Town of Lyndon Electric Department | Conventional Hydroelectric | 44.5002 | -71.9989 | 1.3
2025-09 | ISNE | Morrisville | 3764 | 1 | Village of Morrisville - (VT) | Conventional Hydroelectric | 44.5618 | -72.6024 | 0.6
2025-09 | ISNE | Morrisville | 3764 | 2 | Village of Morrisville - (VT) | Conventional Hydroelectric | 44.5618 | -72.6024 | 1.2
2025-09 | ISNE | Cadys Falls | 3765 | 1 | Village of Morrisville - (VT) | Conventional Hydroelectric | 44.5776 | -72.6119 | 0.8
2025-09 | ISNE | Cadys Falls | 3765 | 2 | Village of Morrisville - (VT) | Conventional Hydroelectric | 44.5776 | -72.6119 | 0.8
2025-09 | PJM | Buck Hydro | 3772 | 1 | Appalachian Power Co | Conventional Hydroelectric | 36.8082 | -80.9387 | 2.8
2025-09 | PJM | Buck Hydro | 3772 | 2 | Appalachian Power Co | Conventional Hydroelectric | 36.8082 | -80.9387 | 2.8
2025-09 | PJM | Buck Hydro | 3772 | 3 | Appalachian Power Co | Conventional Hydroelectric | 36.8082 | -80.9387 | 2.8
2025-09 | PJM | Byllesby 2 | 3773 | 1 | Appalachian Power Co | Conventional Hydroelectric | 36.7858 | -80.9333 | 5.4
2025-09 | PJM | Byllesby 2 | 3773 | 2 | Appalachian Power Co | Conventional Hydroelectric | 36.7858 | -80.9333 | 5.4
2025-09 | PJM | Byllesby 2 | 3773 | 3 | Appalachian Power Co | Conventional Hydroelectric | 36.7858 | -80.9333 | 5.4
2025-09 | PJM | Byllesby 2 | 3773 | 4 | Appalachian Power Co | Conventional Hydroelectric | 36.7858 | -80.9333 | 5.4
2025-09 | PJM | Claytor | 3774 | 1 | Appalachian Power Co | Conventional Hydroelectric | 37.075 | -80.5847 | 18.7
2025-09 | PJM | Claytor | 3774 | 2 | Appalachian Power Co | Conventional Hydroelectric | 37.075 | -80.5847 | 18.7
2025-09 | PJM | Claytor | 3774 | 3 | Appalachian Power Co | Conventional Hydroelectric | 37.075 | -80.5847 | 18.7
2025-09 | PJM | Claytor | 3774 | 4 | Appalachian Power Co | Conventional Hydroelectric | 37.075 | -80.5847 | 18.7
2025-09 | PJM | Clinch River | 3775 | 1 | Appalachian Power Co | Natural Gas Steam Turbine | 36.9333 | -82.1997 | 237.5
2025-09 | PJM | Clinch River | 3775 | 2 | Appalachian Power Co | Natural Gas Steam Turbine | 36.9333 | -82.1997 | 237.5
2025-09 | PJM | Leesville | 3777 | 1 | Appalachian Power Co | Conventional Hydroelectric | 37.0933 | -79.4025 | 20
2025-09 | PJM | Leesville | 3777 | 2 | Appalachian Power Co | Conventional Hydroelectric | 37.0933 | -79.4025 | 20
2025-09 | PJM | Niagara | 3778 | 1 | Appalachian Power Co | Conventional Hydroelectric | 37.2544 | -79.8756 | 2.4
2025-09 | PJM | Niagara | 3778 | 2 | Appalachian Power Co | Conventional Hydroelectric | 37.2544 | -79.8756 | 1.2
2025-09 | PJM | Reusens | 3779 | 1 | Eagle Creek Renewable Energy, LLC | Conventional Hydroelectric | 37.4639 | -79.1856 | 2.5
2025-09 | PJM | Reusens | 3779 | 2 | Eagle Creek Renewable Energy, LLC | Conventional Hydroelectric | 37.4639 | -79.1856 | 2.5
2025-09 | PJM | Reusens | 3779 | 3 | Eagle Creek Renewable Energy, LLC | Conventional Hydroelectric | 37.4639 | -79.1856 | 2.5
2025-09 | PJM | Reusens | 3779 | 5 | Eagle Creek Renewable Energy, LLC | Conventional Hydroelectric | 37.4639 | -79.1856 | 2.5
2025-09 | PJM | Smith Mountain | 3780 | 1 | Appalachian Power Co | Hydroelectric Pumped Storage | 37.0413 | -79.5356 | 66
2025-09 | PJM | Smith Mountain | 3780 | 2 | Appalachian Power Co | Conventional Hydroelectric | 37.0413 | -79.5356 | 150.1
2025-09 | PJM | Smith Mountain | 3780 | 3 | Appalachian Power Co | Hydroelectric Pumped Storage | 37.0413 | -79.5356 | 115.3
2025-09 | PJM | Smith Mountain | 3780 | 4 | Appalachian Power Co | Conventional Hydroelectric | 37.0413 | -79.5356 | 150.1
2025-09 | PJM | Smith Mountain | 3780 | 5 | Appalachian Power Co | Hydroelectric Pumped Storage | 37.0413 | -79.5356 | 66
2025-09 | PJM | Bayview | 3782 | BAYV | Calpine Mid-Atlantic Generation LLC | Petroleum Liquids | 37.2717 | -75.9682 | 2
2025-09 | PJM | Bayview | 3782 | BYV2 | Calpine Mid-Atlantic Generation LLC | Petroleum Liquids | 37.2717 | -75.9682 | 2
2025-09 | PJM | Bayview | 3782 | BYV3 | Calpine Mid-Atlantic Generation LLC | Petroleum Liquids | 37.2717 | -75.9682 | 2
2025-09 | PJM | Bayview | 3782 | BYV4 | Calpine Mid-Atlantic Generation LLC | Petroleum Liquids | 37.2717 | -75.9682 | 2
2025-09 | PJM | Bayview | 3782 | BYV5 | Calpine Mid-Atlantic Generation LLC | Petroleum Liquids | 37.2717 | -75.9682 | 2
2025-09 | PJM | Bayview | 3782 | BYV6 | Calpine Mid-Atlantic Generation LLC | Petroleum Liquids | 37.2717 | -75.9682 | 2
2025-09 | PJM | Tasley | 3785 | TAS | Calpine Mid-Atlantic Generation LLC | Petroleum Liquids | 37.7061 | -75.7031 | 27
2025-09 | PJM | Luray Hydro Station | 3789 | 1 | Eagle Creek Renewable Energy, LLC | Conventional Hydroelectric | 38.6767 | -78.4989 | 0.6
2025-09 | PJM | Luray Hydro Station | 3789 | 2 | Eagle Creek Renewable Energy, LLC | Conventional Hydroelectric | 38.6767 | -78.4989 | 0.4
2025-09 | PJM | Luray Hydro Station | 3789 | 3 | Eagle Creek Renewable Energy, LLC | Conventional Hydroelectric | 38.6767 | -78.4989 | 0.6
2025-09 | PJM | Newport Hydro Station | 3790 | 1 | Eagle Creek Renewable Energy, LLC | Conventional Hydroelectric | 38.5714 | -78.5936 | 0.4
2025-09 | PJM | Newport Hydro Station | 3790 | 2 | Eagle Creek Renewable Energy, LLC | Conventional Hydroelectric | 38.5714 | -78.5936 | 0.4
2025-09 | PJM | Newport Hydro Station | 3790 | 3 | Eagle Creek Renewable Energy, LLC | Conventional Hydroelectric | 38.5714 | -78.5936 | 0.6
2025-09 | PJM | Chesterfield | 3797 | CT7 | Virginia Electric & Power Co | Natural Gas Fired Combined Cycle | 37.3822 | -77.3833 | 145
2025-09 | PJM | Chesterfield | 3797 | CT8 | Virginia Electric & Power Co | Natural Gas Fired Combined Cycle | 37.3822 | -77.3833 | 148
2025-09 | PJM | Chesterfield | 3797 | CW7 | Virginia Electric & Power Co | Natural Gas Fired Combined Cycle | 37.3822 | -77.3833 | 74.4
2025-09 | PJM | Chesterfield | 3797 | CW8 | Virginia Electric & Power Co | Natural Gas Fired Combined Cycle | 37.3822 | -77.3833 | 79.2
2025-09 | PJM | Cushaw | 3798 | 1 | Cushaw Hydro LLC | Conventional Hydroelectric | 37.5929 | -79.3808 | 1.5
2025-09 | PJM | Cushaw | 3798 | 2 | Cushaw Hydro LLC | Conventional Hydroelectric | 37.5929 | -79.3808 | 1.5
2025-09 | PJM | Cushaw | 3798 | 3 | Cushaw Hydro LLC | Conventional Hydroelectric | 37.5929 | -79.3808 | 1.5
2025-09 | PJM | Cushaw | 3798 | 4 | Cushaw Hydro LLC | Conventional Hydroelectric | 37.5929 | -79.3808 | 1.5
2025-09 | PJM | Cushaw | 3798 | 5 | Cushaw Hydro LLC | Conventional Hydroelectric | 37.5929 | -79.3808 | 1.5
2025-09 | PJM | Low Moor | 3799 | GT1 | Virginia Electric & Power Co | Petroleum Liquids | 37.777 | -79.892 | 20.7
2025-09 | PJM | Low Moor | 3799 | GT2 | Virginia Electric & Power Co | Petroleum Liquids | 37.777 | -79.892 | 20.7
2025-09 | PJM | Low Moor | 3799 | GT3 | Virginia Electric & Power Co | Petroleum Liquids | 37.777 | -79.892 | 20.7
2025-09 | PJM | Low Moor | 3799 | GT4 | Virginia Electric & Power Co | Petroleum Liquids | 37.777 | -79.892 | 20.7
2025-09 | PJM | Northern Neck | 3800 | GT1 | Virginia Electric & Power Co | Petroleum Liquids | 37.95 | -76.711 | 20.7
2025-09 | PJM | Northern Neck | 3800 | GT2 | Virginia Electric & Power Co | Petroleum Liquids | 37.95 | -76.711 | 20.7
2025-09 | PJM | Northern Neck | 3800 | GT3 | Virginia Electric & Power Co | Petroleum Liquids | 37.95 | -76.711 | 20.7
2025-09 | PJM | Northern Neck | 3800 | GT4 | Virginia Electric & Power Co | Petroleum Liquids | 37.95 | -76.711 | 20.7
2025-09 | PJM | Chesapeake | 3803 | 6 | Virginia Electric & Power Co | Petroleum Liquids | 36.7711 | -76.3019 | 16.3
2025-09 | PJM | Chesapeake | 3803 | GT1 | Virginia Electric & Power Co | Petroleum Liquids | 36.7711 | -76.3019 | 18.5
2025-09 | PJM | Chesapeake | 3803 | GT4 | Virginia Electric & Power Co | Petroleum Liquids | 36.7711 | -76.3019 | 16.3
2025-09 | PJM | Possum Point | 3804 | 6A | Virginia Electric & Power Co | Natural Gas Fired Combined Cycle | 38.5367 | -77.2806 | 174
2025-09 | PJM | Possum Point | 3804 | 6B | Virginia Electric & Power Co | Natural Gas Fired Combined Cycle | 38.5367 | -77.2806 | 174
2025-09 | PJM | Possum Point | 3804 | 6ST | Virginia Electric & Power Co | Natural Gas Fired Combined Cycle | 38.5367 | -77.2806 | 265
2025-09 | PJM | Possum Point | 3804 | GT1 | Virginia Electric & Power Co | Petroleum Liquids | 38.5367 | -77.2806 | 16
2025-09 | PJM | Possum Point | 3804 | GT2 | Virginia Electric & Power Co | Petroleum Liquids | 38.5367 | -77.2806 | 16
2025-09 | PJM | Possum Point | 3804 | GT3 | Virginia Electric & Power Co | Petroleum Liquids | 38.5367 | -77.2806 | 16
2025-09 | PJM | Possum Point | 3804 | GT4 | Virginia Electric & Power Co | Petroleum Liquids | 38.5367 | -77.2806 | 16
2025-09 | PJM | Possum Point | 3804 | GT5 | Virginia Electric & Power Co | Petroleum Liquids | 38.5367 | -77.2806 | 16
2025-09 | PJM | Possum Point | 3804 | GT6 | Virginia Electric & Power Co | Petroleum Liquids | 38.5367 | -77.2806 | 16
2025-09 | PJM | Surry | 3806 | 1 | Virginia Electric & Power Co | Nuclear | 37.1661 | -76.6986 | 847.5
2025-09 | PJM | Surry | 3806 | 2 | Virginia Electric & Power Co | Nuclear | 37.1661 | -76.6986 | 847.5
2025-09 | PJM | Snowden | 3821 | 4 | Town of Bedford - (VA) | Conventional Hydroelectric | 37.5736 | -79.3715 | 2.5
2025-09 | PJM | Snowden | 3821 | 5 | Town of Bedford - (VA) | Conventional Hydroelectric | 37.5736 | -79.3715 | 2.5
2025-09 | PJM | Pinnacles | 3825 | 1 | Northbrook Virginia Hydro, LLC | Conventional Hydroelectric | 36.6669 | -80.4479 | 3.7
2025-09 | PJM | Pinnacles | 3825 | 2 | Northbrook Virginia Hydro, LLC | Conventional Hydroelectric | 36.6669 | -80.4479 | 3.7
2025-09 | PJM | Pinnacles | 3825 | 3 | Northbrook Virginia Hydro, LLC | Conventional Hydroelectric | 36.6669 | -80.4479 | 3.7
2025-09 | PJM | Pinnacles | 3825 | 4 | Northbrook Virginia Hydro, LLC | Conventional Hydroelectric | 36.6669 | -80.4479 | 0.7
2025-09 | PJM | Martinsville | 3826 | 1 | City of Martinsville - (VA) | Conventional Hydroelectric | 36.6641 | -79.8836 | 0.3
2025-09 | PJM | Martinsville | 3826 | 2 | City of Martinsville - (VA) | Conventional Hydroelectric | 36.6641 | -79.8836 | 1
2025-09 | PJM | Radford | 3827 | 1 | City of Radford - (VA) | Conventional Hydroelectric | 37.0784 | -80.5727 | 1
2025-09 | PJM | John H Kerr | 3833 | 1 | USCE-Wilmington District | Conventional Hydroelectric | 36.5994 | -78.3005 | 13.8
2025-09 | PJM | John H Kerr | 3833 | 2 | USCE-Wilmington District | Conventional Hydroelectric | 36.5994 | -78.3005 | 46.8
2025-09 | PJM | John H Kerr | 3833 | 3 | USCE-Wilmington District | Conventional Hydroelectric | 36.5994 | -78.3005 | 46.8
2025-09 | PJM | John H Kerr | 3833 | 4 | USCE-Wilmington District | Conventional Hydroelectric | 36.5994 | -78.3005 | 46.8
2025-09 | PJM | John H Kerr | 3833 | 5 | USCE-Wilmington District | Conventional Hydroelectric | 36.5994 | -78.3005 | 46.8
2025-09 | PJM | John H Kerr | 3833 | 6 | USCE-Wilmington District | Conventional Hydroelectric | 36.5994 | -78.3005 | 46.8
2025-09 | PJM | John H Kerr | 3833 | 7 | USCE-Wilmington District | Conventional Hydroelectric | 36.5994 | -78.3005 | 46.8
2025-09 | PJM | John H Kerr | 3833 | A | USCE-Wilmington District | Conventional Hydroelectric | 36.5994 | -78.3005 | 1.1
2025-09 | PJM | John H Kerr | 3833 | B | USCE-Wilmington District | Conventional Hydroelectric | 36.5994 | -78.3005 | 1.1
2025-09 | PJM | John E Amos | 3935 | 1 | Appalachian Power Co | Conventional Steam Coal | 38.4731 | -81.8233 | 816.3
2025-09 | PJM | John E Amos | 3935 | 2 | Appalachian Power Co | Conventional Steam Coal | 38.4731 | -81.8233 | 816.3
2025-09 | PJM | John E Amos | 3935 | 3 | Appalachian Power Co | Conventional Steam Coal | 38.4731 | -81.8233 | 1300
2025-09 | PJM | FirstEnergy Fort Martin Power Station | 3943 | 1 | Monongahela Power Co | Conventional Steam Coal | 39.7108 | -79.9275 | 576
2025-09 | PJM | FirstEnergy Fort Martin Power Station | 3943 | 2 | Monongahela Power Co | Conventional Steam Coal | 39.7108 | -79.9275 | 576
2025-09 | PJM | FirstEnergy Harrison Power Station | 3944 | 1 | Monongahela Power Co | Conventional Steam Coal | 39.3842 | -80.3325 | 684
2025-09 | PJM | FirstEnergy Harrison Power Station | 3944 | 2 | Monongahela Power Co | Conventional Steam Coal | 39.3842 | -80.3325 | 684
2025-09 | PJM | FirstEnergy Harrison Power Station | 3944 | 3 | Monongahela Power Co | Conventional Steam Coal | 39.3842 | -80.3325 | 684
2025-09 | PJM | Mitchell (WV) | 3948 | 1 | Kentucky Power Co | Conventional Steam Coal | 39.8297 | -80.8153 | 816.3
2025-09 | PJM | Mitchell (WV) | 3948 | 2 | Kentucky Power Co | Conventional Steam Coal | 39.8297 | -80.8153 | 816.3
2025-09 | PJM | Mt Storm | 3954 | 1 | Virginia Electric & Power Co | Conventional Steam Coal | 39.2008 | -79.2636 | 570.2
2025-09 | PJM | Mt Storm | 3954 | 2 | Virginia Electric & Power Co | Conventional Steam Coal | 39.2008 | -79.2636 | 570.2
2025-09 | PJM | Mt Storm | 3954 | 3 | Virginia Electric & Power Co | Conventional Steam Coal | 39.2008 | -79.2636 | 522
2025-09 | PJM | Mt Storm | 3954 | JF1 | Virginia Electric & Power Co | Petroleum Liquids | 39.2008 | -79.2636 | 18.5
2025-09 | MISO | Biron | 3971 | 1 | Consolidated Water Power Co | Conventional Hydroelectric | 44.4306 | -89.7808 | 1.4
2025-09 | MISO | Biron | 3971 | 2 | Consolidated Water Power Co | Conventional Hydroelectric | 44.4306 | -89.7808 | 1.4
2025-09 | MISO | Biron | 3971 | 3 | Consolidated Water Power Co | Conventional Hydroelectric | 44.4306 | -89.7808 | 0.4
2025-09 | MISO | Biron | 3971 | 4 | Consolidated Water Power Co | Conventional Hydroelectric | 44.4306 | -89.7808 | 0.5
2025-09 | MISO | Biron | 3971 | 6 | Consolidated Water Power Co | Conventional Hydroelectric | 44.4306 | -89.7808 | 0.5
2025-09 | MISO | Biron | 3971 | 7 | Consolidated Water Power Co | Conventional Hydroelectric | 44.4306 | -89.7808 | 0.5
2025-09 | MISO | Biron | 3971 | 9 | Consolidated Water Power Co | Conventional Hydroelectric | 44.4306 | -89.7808 | 0.6
2025-09 | MISO | Du Bay | 3972 | 1 | Consolidated Water Power Co | Conventional Hydroelectric | 44.6647 | -89.6511 | 1.2
2025-09 | MISO | Du Bay | 3972 | 2 | Consolidated Water Power Co | Conventional Hydroelectric | 44.6647 | -89.6511 | 2
2025-09 | MISO | Du Bay | 3972 | 3 | Consolidated Water Power Co | Conventional Hydroelectric | 44.6647 | -89.6511 | 2
2025-09 | MISO | Du Bay | 3972 | 4 | Consolidated Water Power Co | Conventional Hydroelectric | 44.6647 | -89.6511 | 2
2025-09 | MISO | Stevens Point | 3973 | 1 | Consolidated Water Power Co | Conventional Hydroelectric | 44.5153 | -89.585 | 0.8
2025-09 | MISO | Stevens Point | 3973 | 2 | Consolidated Water Power Co | Conventional Hydroelectric | 44.5153 | -89.585 | 0.8
2025-09 | MISO | Stevens Point | 3973 | 3 | Consolidated Water Power Co | Conventional Hydroelectric | 44.5153 | -89.585 | 0.8
2025-09 | MISO | Stevens Point | 3973 | 4 | Consolidated Water Power Co | Conventional Hydroelectric | 44.5153 | -89.585 | 0.8
2025-09 | MISO | Stevens Point | 3973 | 5 | Consolidated Water Power Co | Conventional Hydroelectric | 44.5153 | -89.585 | 0.8
2025-09 | MISO | Stevens Point | 3973 | 6 | Consolidated Water Power Co | Conventional Hydroelectric | 44.5153 | -89.585 | 0.8
2025-09 | MISO | Wisconsin Rapids | 3974 | 1 | Consolidated Water Power Co | Conventional Hydroelectric | 44.3939 | -89.825 | 1.8
2025-09 | MISO | Wisconsin Rapids | 3974 | 10 | Consolidated Water Power Co | Conventional Hydroelectric | 44.3939 | -89.825 | 0.3
2025-09 | MISO | Wisconsin Rapids | 3974 | 2 | Consolidated Water Power Co | Conventional Hydroelectric | 44.3939 | -89.825 | 1.8
2025-09 | MISO | Wisconsin Rapids | 3974 | 3 | Consolidated Water Power Co | Conventional Hydroelectric | 44.3939 | -89.825 | 0.6
2025-09 | MISO | Wisconsin Rapids | 3974 | 4 | Consolidated Water Power Co | Conventional Hydroelectric | 44.3939 | -89.825 | 0.6
2025-09 | MISO | Wisconsin Rapids | 3974 | 5 | Consolidated Water Power Co | Conventional Hydroelectric | 44.3939 | -89.825 | 0.6
2025-09 | MISO | Wisconsin Rapids | 3974 | 6 | Consolidated Water Power Co | Conventional Hydroelectric | 44.3939 | -89.825 | 0.3
2025-09 | MISO | Wisconsin Rapids | 3974 | 7 | Consolidated Water Power Co | Conventional Hydroelectric | 44.3939 | -89.825 | 0.6
2025-09 | MISO | Wisconsin Rapids | 3974 | 8 | Consolidated Water Power Co | Conventional Hydroelectric | 44.3939 | -89.825 | 0.6
2025-09 | MISO | Wisconsin Rapids | 3974 | 9 | Consolidated Water Power Co | Conventional Hydroelectric | 44.3939 | -89.825 | 0.9
2025-09 | MISO | Whiting | 3975 | 1 | Consolidated Water Power Co | Conventional Hydroelectric | 44.4889 | -89.5756 | 1.2
2025-09 | MISO | Whiting | 3975 | 10 | Consolidated Water Power Co | Conventional Hydroelectric | 44.4889 | -89.5756 | 0.3
2025-09 | MISO | Whiting | 3975 | 2 | Consolidated Water Power Co | Conventional Hydroelectric | 44.4889 | -89.5756 | 0.5
2025-09 | MISO | Whiting | 3975 | 3 | Consolidated Water Power Co | Conventional Hydroelectric | 44.4889 | -89.5756 | 0.5
2025-09 | MISO | Whiting | 3975 | 4 | Consolidated Water Power Co | Conventional Hydroelectric | 44.4889 | -89.5756 | 0.5
2025-09 | MISO | Whiting | 3975 | 5 | Consolidated Water Power Co | Conventional Hydroelectric | 44.4889 | -89.5756 | 0.5
2025-09 | MISO | Whiting | 3975 | 6 | Consolidated Water Power Co | Conventional Hydroelectric | 44.4889 | -89.5756 | 0.5
2025-09 | MISO | Whiting | 3975 | 7 | Consolidated Water Power Co | Conventional Hydroelectric | 44.4889 | -89.5756 | 0.5
2025-09 | MISO | Whiting | 3975 | 8 | Consolidated Water Power Co | Conventional Hydroelectric | 44.4889 | -89.5756 | 0.3
2025-09 | MISO | Whiting | 3975 | 9 | Consolidated Water Power Co | Conventional Hydroelectric | 44.4889 | -89.5756 | 0.3
2025-09 | MISO | Gordon | 3976 | 3 | Dahlberg Light & Power Co | Petroleum Liquids | 46.2367 | -91.7855 | 0.7
2025-09 | MISO | Gordon | 3976 | 4 | Dahlberg Light & Power Co | Petroleum Liquids | 46.2367 | -91.7855 | 0.7
2025-09 | MISO | Gordon | 3976 | 5 | Dahlberg Light & Power Co | Petroleum Liquids | 46.2367 | -91.7855 | 2.8
2025-09 | MISO | Gordon | 3976 | 6 | Dahlberg Light & Power Co | Petroleum Liquids | 46.2367 | -91.7855 | 2.8
2025-09 | MISO | Bay Front | 3982 | 5 | Northern States Power Co - Minnesota | Wood/Wood Waste Biomass | 46.5872 | -90.9017 | 20
2025-09 | MISO | Bay Front | 3982 | 6 | Northern States Power Co - Minnesota | Natural Gas Steam Turbine | 46.5872 | -90.9017 | 27.2
2025-09 | MISO | Big Falls | 3983 | 1 | Northern States Power Co - Minnesota | Conventional Hydroelectric | 45.4917 | -91.0469 | 2.6
2025-09 | MISO | Big Falls | 3983 | 2 | Northern States Power Co - Minnesota | Conventional Hydroelectric | 45.4917 | -91.0469 | 2.6
2025-09 | MISO | Big Falls | 3983 | 3 | Northern States Power Co - Minnesota | Conventional Hydroelectric | 45.4917 | -91.0469 | 2.5
2025-09 | MISO | Ladysmith Dam | 3986 | 1 | Northern States Power Co - Minnesota | Conventional Hydroelectric | 45.4644 | -91.0836 | 0.9
2025-09 | MISO | Ladysmith Dam | 3986 | 2 | Northern States Power Co - Minnesota | Conventional Hydroelectric | 45.4644 | -91.0836 | 0.9
2025-09 | MISO | Ladysmith Dam | 3986 | 3 | Northern States Power Co - Minnesota | Conventional Hydroelectric | 45.4644 | -91.0836 | 1.6
2025-09 | MISO | Thornapple | 3988 | 1 | Northern States Power Co - Minnesota | Conventional Hydroelectric | 45.4111 | -91.2183 | 0.7
2025-09 | MISO | Thornapple | 3988 | 2 | Northern States Power Co - Minnesota | Conventional Hydroelectric | 45.4111 | -91.2183 | 0.7
2025-09 | MISO | White River (WI) | 3989 | 1 | Northern States Power Co - Minnesota | Conventional Hydroelectric | 46.4983 | -90.9039 | 0.5
2025-09 | MISO | White River (WI) | 3989 | 2 | Northern States Power Co - Minnesota | Conventional Hydroelectric | 46.4983 | -90.9039 | 0.5
2025-09 | MISO | Fitchburg | 3991 | 1 | Madison Gas & Electric Co | Natural Gas Fired Combustion Turbine | 43.0147 | -89.4603 | 28.8
2025-09 | MISO | Fitchburg | 3991 | 2 | Madison Gas & Electric Co | Natural Gas Fired Combustion Turbine | 43.0147 | -89.4603 | 28.8
2025-09 | MISO | Blount Street | 3992 | 6 | Madison Gas & Electric Co | Natural Gas Steam Turbine | 43.0789 | -89.3744 | 50
2025-09 | MISO | Blount Street | 3992 | 7 | Madison Gas & Electric Co | Natural Gas Steam Turbine | 43.0789 | -89.3744 | 50
2025-09 | MISO | Sycamore (WI) | 3993 | 1 | Madison Gas & Electric Co | Natural Gas Fired Combustion Turbine | 43.1133 | -89.3128 | 18
2025-09 | MISO | Sycamore (WI) | 3993 | 2 | Madison Gas & Electric Co | Natural Gas Fired Combustion Turbine | 43.1133 | -89.3128 | 23.6
2025-09 | MISO | Arpin Dam | 3995 | 1 | Zero6 Energy Hydro | Conventional Hydroelectric | 45.7517 | -91.2028 | 0.6
2025-09 | MISO | Arpin Dam | 3995 | 2 | Zero6 Energy Hydro | Conventional Hydroelectric | 45.7517 | -91.2028 | 0.6
2025-09 | MISO | Arpin Dam | 3995 | 3 | Zero6 Energy Hydro | Conventional Hydroelectric | 45.7517 | -91.2028 | 0.2
2025-09 | MISO | Cedar Falls (WI) | 3998 | 1 | Northern States Power Co - Minnesota | Conventional Hydroelectric | 44.9367 | -91.8883 | 2
2025-09 | MISO | Cedar Falls (WI) | 3998 | 2 | Northern States Power Co - Minnesota | Conventional Hydroelectric | 44.9367 | -91.8883 | 2
2025-09 | MISO | Cedar Falls (WI) | 3998 | 3 | Northern States Power Co - Minnesota | Conventional Hydroelectric | 44.9367 | -91.8883 | 2
2025-09 | MISO | Chippewa Falls | 4000 | 1 | Northern States Power Co - Minnesota | Conventional Hydroelectric | 44.9308 | -91.3889 | 3.6
2025-09 | MISO | Chippewa Falls | 4000 | 2 | Northern States Power Co - Minnesota | Conventional Hydroelectric | 44.9308 | -91.3889 | 3.6
2025-09 | MISO | Chippewa Falls | 4000 | 3 | Northern States Power Co - Minnesota | Conventional Hydroelectric | 44.9308 | -91.3889 | 3.6
2025-09 | MISO | Chippewa Falls | 4000 | 4 | Northern States Power Co - Minnesota | Conventional Hydroelectric | 44.9308 | -91.3889 | 3.6
2025-09 | MISO | Chippewa Falls | 4000 | 5 | Northern States Power Co - Minnesota | Conventional Hydroelectric | 44.9308 | -91.3889 | 3.6
2025-09 | MISO | Chippewa Falls | 4000 | 6 | Northern States Power Co - Minnesota | Conventional Hydroelectric | 44.9308 | -91.3889 | 3.6
2025-09 | MISO | Dells | 4002 | 1 | Northern States Power Co - Minnesota | Conventional Hydroelectric | 44.8281 | -91.5111 | 2.9
2025-09 | MISO | Dells | 4002 | 2 | Northern States Power Co - Minnesota | Conventional Hydroelectric | 44.8281 | -91.5111 | 2.6
2025-09 | MISO | Dells | 4002 | 3 | Northern States Power Co - Minnesota | Conventional Hydroelectric | 44.8281 | -91.5111 | 2.6
2025-09 | MISO | Dells | 4002 | 4 | Northern States Power Co - Minnesota | Conventional Hydroelectric | 44.8281 | -91.5111 | 2.6
2025-09 | MISO | Dells | 4002 | 5 | Northern States Power Co - Minnesota | Conventional Hydroelectric | 44.8281 | -91.5111 | 1.6
2025-09 | MISO | French Island | 4005 | 1 | Northern States Power Co - Minnesota | Municipal Solid Waste | 43.8292 | -91.2597 | 15.2
2025-09 | MISO | French Island | 4005 | 2 | Northern States Power Co - Minnesota | Municipal Solid Waste | 43.8292 | -91.2597 | 15.2
2025-09 | MISO | French Island | 4005 | 3 | Northern States Power Co - Minnesota | Petroleum Liquids | 43.8292 | -91.2597 | 78.8
2025-09 | MISO | French Island | 4005 | 4 | Northern States Power Co - Minnesota | Petroleum Liquids | 43.8292 | -91.2597 | 78.8
2025-09 | MISO | Holcombe | 4007 | 1 | Northern States Power Co - Minnesota | Conventional Hydroelectric | 45.2236 | -91.1272 | 11.3
2025-09 | MISO | Holcombe | 4007 | 2 | Northern States Power Co - Minnesota | Conventional Hydroelectric | 45.2236 | -91.1272 | 11.3
2025-09 | MISO | Holcombe | 4007 | 3 | Northern States Power Co - Minnesota | Conventional Hydroelectric | 45.2236 | -91.1272 | 11.3
2025-09 | MISO | Jim Falls | 4008 | 1 | Northern States Power Co - Minnesota | Conventional Hydroelectric | 45.051 | -91.274 | 29.6
2025-09 | MISO | Jim Falls | 4008 | 2 | Northern States Power Co - Minnesota | Conventional Hydroelectric | 45.051 | -91.274 | 29.6
2025-09 | MISO | Jim Falls | 4008 | 4 | Northern States Power Co - Minnesota | Conventional Hydroelectric | 45.051 | -91.274 | 0.6
2025-09 | MISO | Menomonie | 4009 | 1 | Northern States Power Co - Minnesota | Conventional Hydroelectric | 44.8842 | -91.9294 | 2.7
2025-09 | MISO | Menomonie | 4009 | 2 | Northern States Power Co - Minnesota | Conventional Hydroelectric | 44.8842 | -91.9294 | 2.7
2025-09 | MISO | St Croix Falls | 4011 | 1 | Northern States Power Co - Minnesota | Conventional Hydroelectric | 45.4117 | -92.6469 | 2.5
2025-09 | MISO | St Croix Falls | 4011 | 2 | Northern States Power Co - Minnesota | Conventional Hydroelectric | 45.4117 | -92.6469 | 2.5
2025-09 | MISO | St Croix Falls | 4011 | 3 | Northern States Power Co - Minnesota | Conventional Hydroelectric | 45.4117 | -92.6469 | 2.5
2025-09 | MISO | St Croix Falls | 4011 | 4 | Northern States Power Co - Minnesota | Conventional Hydroelectric | 45.4117 | -92.6469 | 2.5
2025-09 | MISO | St Croix Falls | 4011 | 5 | Northern States Power Co - Minnesota | Conventional Hydroelectric | 45.4117 | -92.6469 | 3.4
2025-09 | MISO | St Croix Falls | 4011 | 6 | Northern States Power Co - Minnesota | Conventional Hydroelectric | 45.4117 | -92.6469 | 3.4
2025-09 | MISO | St Croix Falls | 4011 | 7 | Northern States Power Co - Minnesota | Conventional Hydroelectric | 45.4117 | -92.6469 | 3.2
2025-09 | MISO | St Croix Falls | 4011 | 8 | Northern States Power Co - Minnesota | Conventional Hydroelectric | 45.4117 | -92.6469 | 3.2
2025-09 | MISO | Trego | 4012 | 1 | Northern States Power Co - Minnesota | Conventional Hydroelectric | 45.9479 | -91.8884 | 0.7
2025-09 | MISO | Trego | 4012 | 2 | Northern States Power Co - Minnesota | Conventional Hydroelectric | 45.9479 | -91.8884 | 0.5
2025-09 | MISO | Wissota | 4015 | 1 | Northern States Power Co - Minnesota | Conventional Hydroelectric | 44.9378 | -91.3406 | 6
2025-09 | MISO | Wissota | 4015 | 2 | Northern States Power Co - Minnesota | Conventional Hydroelectric | 44.9378 | -91.3406 | 7.7
2025-09 | MISO | Wissota | 4015 | 3 | Northern States Power Co - Minnesota | Conventional Hydroelectric | 44.9378 | -91.3406 | 6
2025-09 | MISO | Wissota | 4015 | 4 | Northern States Power Co - Minnesota | Conventional Hydroelectric | 44.9378 | -91.3406 | 7.7
2025-09 | MISO | Wissota | 4015 | 5 | Northern States Power Co - Minnesota | Conventional Hydroelectric | 44.9378 | -91.3406 | 6
2025-09 | MISO | Wissota | 4015 | 6 | Northern States Power Co - Minnesota | Conventional Hydroelectric | 44.9378 | -91.3406 | 6
2025-09 | MISO | Clam River Dam | 4018 | 1 | Zero6 Energy Hydro | Conventional Hydroelectric | 45.9467 | -92.5383 | 0.4
2025-09 | MISO | Clam River Dam | 4018 | 2 | Zero6 Energy Hydro | Conventional Hydroelectric | 45.9467 | -92.5383 | 0.4
2025-09 | MISO | Clam River Dam | 4018 | 3 | Zero6 Energy Hydro | Conventional Hydroelectric | 45.9467 | -92.5383 | 0.4
2025-09 | MISO | Danbury Dam | 4019 | 1 | Zero6 Energy Hydro | Conventional Hydroelectric | 46 | -92.3725 | 0.1
2025-09 | MISO | Danbury Dam | 4019 | 2 | Zero6 Energy Hydro | Conventional Hydroelectric | 46 | -92.3725 | 0.3
2025-09 | MISO | Danbury Dam | 4019 | HY3 | Zero6 Energy Hydro | Conventional Hydroelectric | 46 | -92.3725 | 0.6
2025-09 | MISO | Frederic Diesel | 4020 | 10 | Northwestern Wisconsin Elec Co | Petroleum Liquids | 45.6548 | -92.4651 | 2.5
2025-09 | MISO | Frederic Diesel | 4020 | 2 | Northwestern Wisconsin Elec Co | Petroleum Liquids | 45.6548 | -92.4651 | 0.7
2025-09 | MISO | Frederic Diesel | 4020 | 3 | Northwestern Wisconsin Elec Co | Petroleum Liquids | 45.6548 | -92.4651 | 0.7
2025-09 | MISO | Frederic Diesel | 4020 | 4 | Northwestern Wisconsin Elec Co | Petroleum Liquids | 45.6548 | -92.4651 | 0.7
2025-09 | MISO | Frederic Diesel | 4020 | 5 | Northwestern Wisconsin Elec Co | Petroleum Liquids | 45.6548 | -92.4651 | 0.6
2025-09 | MISO | Frederic Diesel | 4020 | 6 | Northwestern Wisconsin Elec Co | Petroleum Liquids | 45.6548 | -92.4651 | 1.8
2025-09 | MISO | Frederic Diesel | 4020 | 7 | Northwestern Wisconsin Elec Co | Petroleum Liquids | 45.6548 | -92.4651 | 1.7
2025-09 | MISO | Frederic Diesel | 4020 | 8 | Northwestern Wisconsin Elec Co | Petroleum Liquids | 45.6548 | -92.4651 | 2.5
2025-09 | MISO | Frederic Diesel | 4020 | 9 | Northwestern Wisconsin Elec Co | Petroleum Liquids | 45.6548 | -92.4651 | 2.5
2025-09 | MISO | Grantsburg Diesel | 4021 | 1A | Northwestern Wisconsin Elec Co | Petroleum Liquids | 45.7792 | -92.678 | 0.7
2025-09 | MISO | Grantsburg Diesel | 4021 | 2 | Northwestern Wisconsin Elec Co | Petroleum Liquids | 45.7792 | -92.678 | 0.7
2025-09 | MISO | Grantsburg Diesel | 4021 | 3 | Northwestern Wisconsin Elec Co | Petroleum Liquids | 45.7792 | -92.678 | 1
2025-09 | MISO | Grantsburg Diesel | 4021 | 4 | Northwestern Wisconsin Elec Co | Petroleum Liquids | 45.7792 | -92.678 | 2.2
2025-09 | MISO | Grantsburg Diesel | 4021 | 8 | Northwestern Wisconsin Elec Co | Petroleum Liquids | 45.7792 | -92.678 | 1.8
2025-09 | MISO | Port Washington Generating Station | 4040 | 1CT1 | Wisconsin Electric Power Co | Natural Gas Fired Combined Cycle | 43.3842 | -87.8689 | 173.1
2025-09 | MISO | Port Washington Generating Station | 4040 | 1CT2 | Wisconsin Electric Power Co | Natural Gas Fired Combined Cycle | 43.3842 | -87.8689 | 173.1
2025-09 | MISO | Port Washington Generating Station | 4040 | 2CT1 | Wisconsin Electric Power Co | Natural Gas Fired Combined Cycle | 43.3842 | -87.8689 | 173.1
2025-09 | MISO | Port Washington Generating Station | 4040 | 2CT2 | Wisconsin Electric Power Co | Natural Gas Fired Combined Cycle | 43.3842 | -87.8689 | 173.1
2025-09 | MISO | Port Washington Generating Station | 4040 | ST1 | Wisconsin Electric Power Co | Natural Gas Fired Combined Cycle | 43.3842 | -87.8689 | 268.6
2025-09 | MISO | Port Washington Generating Station | 4040 | ST2 | Wisconsin Electric Power Co | Natural Gas Fired Combined Cycle | 43.3842 | -87.8689 | 268.6
2025-09 | MISO | South Oak Creek | 4041 | 7 | Wisconsin Electric Power Co | Conventional Steam Coal | 42.8457 | -87.8294 | 317.6
2025-09 | MISO | South Oak Creek | 4041 | 8 | Wisconsin Electric Power Co | Conventional Steam Coal | 42.8457 | -87.8294 | 324
2025-09 | MISO | Valley (WI) | 4042 | 1 | Wisconsin Electric Power Co | Natural Gas Steam Turbine | 43.0303 | -87.9233 | 136
2025-09 | MISO | Valley (WI) | 4042 | 2 | Wisconsin Electric Power Co | Natural Gas Steam Turbine | 43.0303 | -87.9233 | 136
2025-09 | MISO | Valley (WI) | 4042 | 3 | Wisconsin Electric Power Co | Petroleum Liquids | 43.0303 | -87.9233 | 2.7
2025-09 | MISO | Appleton | 4043 | 4 | Wisconsin Electric Power Co | Conventional Hydroelectric | 44.2539 | -88.4096 | 1.2
2025-09 | MISO | Appleton | 4043 | 5 | Wisconsin Electric Power Co | Conventional Hydroelectric | 44.2539 | -88.4096 | 0.5
2025-09 | MISO | Appleton | 4043 | 6 | Wisconsin Electric Power Co | Conventional Hydroelectric | 44.2539 | -88.4096 | 0.5
2025-09 | MISO | Oconto Falls Upper | 4044 | 1 | Eagle Creek Renewable Energy, LLC | Conventional Hydroelectric | 44.8764 | -88.1475 | 0.4
2025-09 | MISO | Oconto Falls Upper | 4044 | 2 | Eagle Creek Renewable Energy, LLC | Conventional Hydroelectric | 44.8764 | -88.1475 | 0.4
2025-09 | MISO | Oconto Falls Upper | 4044 | 3 | Eagle Creek Renewable Energy, LLC | Conventional Hydroelectric | 44.8764 | -88.1475 | 0.3
2025-09 | MISO | Pine | 4045 | 1 | Wisconsin Electric Power Co | Conventional Hydroelectric | 45.8275 | -88.2483 | 1.8
2025-09 | MISO | Pine | 4045 | 2 | Wisconsin Electric Power Co | Conventional Hydroelectric | 45.8275 | -88.2483 | 1.8
2025-09 | MISO | Point Beach Nuclear Plant | 4046 | 1 | NextEra Energy Point Beach LLC | Nuclear | 44.2806 | -87.5369 | 643
2025-09 | MISO | Point Beach Nuclear Plant | 4046 | 2 | NextEra Energy Point Beach LLC | Nuclear | 44.2806 | -87.5369 | 643
2025-09 | MISO | Point Beach Nuclear Plant | 4046 | 5 | NextEra Energy Point Beach LLC | Petroleum Liquids | 44.2806 | -87.5369 | 25
2025-09 | MISO | Edgewater | 4050 | 5 | Wisconsin Power & Light Co | Conventional Steam Coal | 43.7151 | -87.7059 | 413.7
2025-09 | MISO | Kilbourn | 4053 | 2 | Wisconsin Power & Light Co | Conventional Hydroelectric | 43.6258 | -89.7808 | 2.5
2025-09 | MISO | Kilbourn | 4053 | HC1 | Wisconsin Power & Light Co | Conventional Hydroelectric | 43.6258 | -89.7808 | 2.2
2025-09 | MISO | Kilbourn | 4053 | HC5 | Wisconsin Power & Light Co | Conventional Hydroelectric | 43.6258 | -89.7808 | 2.5
2025-09 | MISO | Kilbourn | 4053 | HC6 | Wisconsin Power & Light Co | Conventional Hydroelectric | 43.6258 | -89.7808 | 2.5
2025-09 | MISO | Prairie Du Sac | 4056 | 1 | Wisconsin Power & Light Co | Conventional Hydroelectric | 43.3099 | -89.7278 | 3.5
2025-09 | MISO | Prairie Du Sac | 4056 | 2 | Wisconsin Power & Light Co | Conventional Hydroelectric | 43.3099 | -89.7278 | 4.3
2025-09 | MISO | Prairie Du Sac | 4056 | 3 | Wisconsin Power & Light Co | Conventional Hydroelectric | 43.3099 | -89.7278 | 4.8
2025-09 | MISO | Prairie Du Sac | 4056 | 4 | Wisconsin Power & Light Co | Conventional Hydroelectric | 43.3099 | -89.7278 | 4.8
2025-09 | MISO | Prairie Du Sac | 4056 | 5 | Wisconsin Power & Light Co | Conventional Hydroelectric | 43.3099 | -89.7278 | 4
2025-09 | MISO | Prairie Du Sac | 4056 | 6 | Wisconsin Power & Light Co | Conventional Hydroelectric | 43.3099 | -89.7278 | 4
2025-09 | MISO | Prairie Du Sac | 4056 | 7 | Wisconsin Power & Light Co | Conventional Hydroelectric | 43.3099 | -89.7278 | 4
2025-09 | MISO | Prairie Du Sac | 4056 | 8 | Wisconsin Power & Light Co | Conventional Hydroelectric | 43.3099 | -89.7278 | 4
2025-09 | MISO | Alexander | 4060 | 1 | Wisconsin Public Service Corp | Conventional Hydroelectric | 45.1875 | -89.7553 | 1.4
2025-09 | MISO | Alexander | 4060 | 2 | Wisconsin Public Service Corp | Conventional Hydroelectric | 45.1875 | -89.7553 | 1.4
2025-09 | MISO | Alexander | 4060 | 3 | Wisconsin Public Service Corp | Conventional Hydroelectric | 45.1875 | -89.7553 | 1.4
2025-09 | MISO | Caldron Falls | 4061 | 1 | Wisconsin Public Service Corp | Conventional Hydroelectric | 45.3569 | -88.2306 | 3.2
2025-09 | MISO | Caldron Falls | 4061 | 2 | Wisconsin Public Service Corp | Conventional Hydroelectric | 45.3569 | -88.2306 | 3.2
2025-09 | MISO | Grandfather Falls | 4063 | 1 | Wisconsin Public Service Corp | Conventional Hydroelectric | 45.3019 | -89.7917 | 11
2025-09 | MISO | Grandfather Falls | 4063 | 2 | Wisconsin Public Service Corp | Conventional Hydroelectric | 45.3019 | -89.7917 | 6.2
2025-09 | MISO | Hat Rapids | 4064 | 1 | Wisconsin Public Service Corp | Conventional Hydroelectric | 45.5711 | -89.4806 | 0.8
2025-09 | MISO | Hat Rapids | 4064 | 2A | Wisconsin Public Service Corp | Conventional Hydroelectric | 45.5711 | -89.4806 | 0.5
2025-09 | MISO | Hat Rapids | 4064 | 3A | Wisconsin Public Service Corp | Conventional Hydroelectric | 45.5711 | -89.4806 | 0.4
2025-09 | MISO | High Falls (WI) | 4065 | 1 | Wisconsin Public Service Corp | Conventional Hydroelectric | 45.2794 | -88.1997 | 1.4
2025-09 | MISO | High Falls (WI) | 4065 | 2 | Wisconsin Public Service Corp | Conventional Hydroelectric | 45.2794 | -88.1997 | 1.4
2025-09 | MISO | High Falls (WI) | 4065 | 3 | Wisconsin Public Service Corp | Conventional Hydroelectric | 45.2794 | -88.1997 | 1.4
2025-09 | MISO | High Falls (WI) | 4065 | 5 | Wisconsin Public Service Corp | Conventional Hydroelectric | 45.2794 | -88.1997 | 1.4
2025-09 | MISO | Johnson Falls | 4067 | 1 | Wisconsin Public Service Corp | Conventional Hydroelectric | 45.2875 | -88.1603 | 1.7
2025-09 | MISO | Johnson Falls | 4067 | 2 | Wisconsin Public Service Corp | Conventional Hydroelectric | 45.2875 | -88.1603 | 1.7
2025-09 | MISO | Merrill | 4068 | 1 | Wisconsin Public Service Corp | Conventional Hydroelectric | 45.1786 | -89.685 | 0.4
2025-09 | MISO | Merrill | 4068 | 2 | Wisconsin Public Service Corp | Conventional Hydroelectric | 45.1786 | -89.685 | 0.4
2025-09 | MISO | Merrill | 4068 | 3 | Wisconsin Public Service Corp | Conventional Hydroelectric | 45.1786 | -89.685 | 1.5
2025-09 | MISO | Potato Rapids | 4071 | 1 | Wisconsin Public Service Corp | Conventional Hydroelectric | 45.1136 | -87.7586 | 0.5
2025-09 | MISO | Potato Rapids | 4071 | 2 | Wisconsin Public Service Corp | Conventional Hydroelectric | 45.1136 | -87.7586 | 0.4
2025-09 | MISO | Potato Rapids | 4071 | 3 | Wisconsin Public Service Corp | Conventional Hydroelectric | 45.1136 | -87.7586 | 0.4
2025-09 | MISO | Pulliam | 4072 | 31 | Wisconsin Public Service Corp | Natural Gas Fired Combustion Turbine | 44.54 | -88.0086 | 91
2025-09 | MISO | Sandstone Rapids | 4074 | 1 | Wisconsin Public Service Corp | Conventional Hydroelectric | 45.2333 | -88.0678 | 1.9
2025-09 | MISO | Sandstone Rapids | 4074 | 2 | Wisconsin Public Service Corp | Conventional Hydroelectric | 45.2333 | -88.0678 | 1.9
2025-09 | MISO | Tomahawk | 4075 | 1 | Wisconsin Public Service Corp | Conventional Hydroelectric | 45.4411 | -89.7306 | 1.3
2025-09 | MISO | Tomahawk | 4075 | 2 | Wisconsin Public Service Corp | Conventional Hydroelectric | 45.4411 | -89.7306 | 1.3
2025-09 | MISO | West Marinette | 4076 | 31 | Wisconsin Public Service Corp | Natural Gas Fired Combustion Turbine | 45.0869 | -87.6881 | 41.8
2025-09 | MISO | West Marinette | 4076 | 32 | Wisconsin Public Service Corp | Natural Gas Fired Combustion Turbine | 45.0869 | -87.6881 | 41.8
2025-09 | MISO | West Marinette | 4076 | 33 | Wisconsin Public Service Corp | Natural Gas Fired Combustion Turbine | 45.0869 | -87.6881 | 103.5
2025-09 | MISO | Wausau | 4077 | 1 | Wisconsin Public Service Corp | Conventional Hydroelectric | 44.9575 | -89.6367 | 1.8
2025-09 | MISO | Wausau | 4077 | 2 | Wisconsin Public Service Corp | Conventional Hydroelectric | 44.9575 | -89.6367 | 1.8
2025-09 | MISO | Wausau | 4077 | 3 | Wisconsin Public Service Corp | Conventional Hydroelectric | 44.9575 | -89.6367 | 1.8
2025-09 | MISO | Weston | 4078 | 3 | Wisconsin Public Service Corp | Conventional Steam Coal | 44.8606 | -89.6553 | 350.5
2025-09 | MISO | Weston | 4078 | 4 | Wisconsin Public Service Corp | Conventional Steam Coal | 44.8606 | -89.6553 | 595
2025-09 | MISO | Castle Rock | 4079 | 1 | Wisconsin River Power Company | Conventional Hydroelectric | 43.8656 | -89.9514 | 3
2025-09 | MISO | Castle Rock | 4079 | 2 | Wisconsin River Power Company | Conventional Hydroelectric | 43.8656 | -89.9514 | 3
2025-09 | MISO | Castle Rock | 4079 | 3 | Wisconsin River Power Company | Conventional Hydroelectric | 43.8656 | -89.9514 | 3
2025-09 | MISO | Castle Rock | 4079 | 4 | Wisconsin River Power Company | Conventional Hydroelectric | 43.8656 | -89.9514 | 3
2025-09 | MISO | Castle Rock | 4079 | 5 | Wisconsin River Power Company | Conventional Hydroelectric | 43.8656 | -89.9514 | 3
2025-09 | MISO | Petenwell | 4080 | 1 | Wisconsin River Power Company | Conventional Hydroelectric | 44.0572 | -90.0217 | 5
2025-09 | MISO | Petenwell | 4080 | 2 | Wisconsin River Power Company | Conventional Hydroelectric | 44.0572 | -90.0217 | 5
2025-09 | MISO | Petenwell | 4080 | 3 | Wisconsin River Power Company | Conventional Hydroelectric | 44.0572 | -90.0217 | 5
2025-09 | MISO | Petenwell | 4080 | 4 | Wisconsin River Power Company | Conventional Hydroelectric | 44.0572 | -90.0217 | 5
2025-09 | MISO | Arcadia Electric | 4100 | 1 | City of Arcadia - (WI) | Petroleum Liquids | 44.2524 | -91.5034 | 1.3
2025-09 | MISO | Arcadia Electric | 4100 | 10 | City of Arcadia - (WI) | Petroleum Liquids | 44.2524 | -91.5034 | 2
2025-09 | MISO | Arcadia Electric | 4100 | 2 | City of Arcadia - (WI) | Petroleum Liquids | 44.2524 | -91.5034 | 1
2025-09 | MISO | Arcadia Electric | 4100 | 3 | City of Arcadia - (WI) | Petroleum Liquids | 44.2524 | -91.5034 | 0.4
2025-09 | MISO | Arcadia Electric | 4100 | 4 | City of Arcadia - (WI) | Petroleum Liquids | 44.2524 | -91.5034 | 0.2
2025-09 | MISO | Arcadia Electric | 4100 | 5 | City of Arcadia - (WI) | Natural Gas Internal Combustion Engine | 44.2524 | -91.5034 | 3
2025-09 | MISO | Arcadia Electric | 4100 | 6 | City of Arcadia - (WI) | Natural Gas Internal Combustion Engine | 44.2524 | -91.5034 | 3
2025-09 | MISO | Arcadia Electric | 4100 | 7 | City of Arcadia - (WI) | Petroleum Liquids | 44.2524 | -91.5034 | 2
2025-09 | MISO | Arcadia Electric | 4100 | 8 | City of Arcadia - (WI) | Petroleum Liquids | 44.2524 | -91.5034 | 2
2025-09 | MISO | Arcadia Electric | 4100 | 9 | City of Arcadia - (WI) | Petroleum Liquids | 44.2524 | -91.5034 | 2
2025-09 | MISO | Barron | 4102 | H2 | City of Barron - (WI) | Conventional Hydroelectric | 45.4019 | -91.8404 | 0.1
2025-09 | MISO | Cashton | 4107 | 3 | Village of Cashton - (WI) | Petroleum Liquids | 43.7429 | -90.7803 | 0.4
2025-09 | MISO | Cashton | 4107 | 5 | Village of Cashton - (WI) | Natural Gas Internal Combustion Engine | 43.7429 | -90.7803 | 1.1
2025-09 | MISO | Cashton | 4107 | 6 | Village of Cashton - (WI) | Petroleum Liquids | 43.7429 | -90.7803 | 2
2025-09 | MISO | Cumberland (WI) | 4112 | 1 | City of Cumberland - (WI) | Petroleum Liquids | 45.5336 | -92.0224 | 0.7
2025-09 | MISO | Cumberland (WI) | 4112 | 2 | City of Cumberland - (WI) | Petroleum Liquids | 45.5336 | -92.0224 | 0.3
2025-09 | MISO | Cumberland (WI) | 4112 | 3 | City of Cumberland - (WI) | Petroleum Liquids | 45.5336 | -92.0224 | 0.3
2025-09 | MISO | Cumberland (WI) | 4112 | 4 | City of Cumberland - (WI) | Petroleum Liquids | 45.5336 | -92.0224 | 1.3
2025-09 | MISO | Cumberland (WI) | 4112 | 5 | City of Cumberland - (WI) | Natural Gas Internal Combustion Engine | 45.5336 | -92.0224 | 2
2025-09 | MISO | Cumberland (WI) | 4112 | 6 | City of Cumberland - (WI) | Petroleum Liquids | 45.5336 | -92.0224 | 6.5
2025-09 | MISO | Cumberland (WI) | 4112 | 7 | City of Cumberland - (WI) | Natural Gas Internal Combustion Engine | 45.5336 | -92.0224 | 6.6
2025-09 | MISO | Cumberland (WI) | 4112 | 8 | City of Cumberland - (WI) | Natural Gas Internal Combustion Engine | 45.5336 | -92.0224 | 3.5
2025-09 | MISO | Elroy | 4113 | 1A | City of Elroy - (WI) | Petroleum Liquids | 43.7395 | -90.2675 | 2.3
2025-09 | MISO | Elroy | 4113 | 2A | City of Elroy - (WI) | Petroleum Liquids | 43.7395 | -90.2675 | 2.3
2025-09 | MISO | Elroy | 4113 | 5 | City of Elroy - (WI) | Petroleum Liquids | 43.7395 | -90.2675 | 2
2025-09 | MISO | Fennimore | 4114 | 4 | City of Fennimore - (WI) | Petroleum Liquids | 42.9828 | -90.6558 | 1.1
2025-09 | MISO | Fennimore | 4114 | 5 | City of Fennimore - (WI) | Petroleum Liquids | 42.9828 | -90.6558 | 0.9
2025-09 | MISO | Fennimore | 4114 | 6 | City of Fennimore - (WI) | Petroleum Liquids | 42.9828 | -90.6558 | 1.8
2025-09 | MISO | Fennimore | 4114 | 7 | City of Fennimore - (WI) | Petroleum Liquids | 42.9828 | -90.6558 | 1.8
2025-09 | MISO | Fennimore | 4114 | 8 | City of Fennimore - (WI) | Petroleum Liquids | 42.9828 | -90.6558 | 1.8
2025-09 | MISO | Kaukauna Gas Turbine | 4118 | GT1 | City of Kaukauna | Natural Gas Fired Combustion Turbine | 44.2762 | -88.2654 | 18
2025-09 | MISO | Little Chute | 4119 | 1 | City of Kaukauna | Conventional Hydroelectric | 44.2799 | -88.2556 | 1.1
2025-09 | MISO | Little Chute | 4119 | 2 | City of Kaukauna | Conventional Hydroelectric | 44.2799 | -88.2556 | 1.1
2025-09 | MISO | Little Chute | 4119 | 3 | City of Kaukauna | Conventional Hydroelectric | 44.2799 | -88.2556 | 1.1
2025-09 | MISO | New Badger | 4120 | 3 | City of Kaukauna | Conventional Hydroelectric | 44.2772 | -88.2678 | 4.1
2025-09 | MISO | New Badger | 4120 | 4 | City of Kaukauna | Conventional Hydroelectric | 44.2772 | -88.2678 | 4.1
2025-09 | MISO | Rapide Croche | 4122 | 1 | City of Kaukauna | Conventional Hydroelectric | 44.3164 | -88.3147 | 0.6
2025-09 | MISO | Rapide Croche | 4122 | 2 | City of Kaukauna | Conventional Hydroelectric | 44.3164 | -88.3147 | 0.6
2025-09 | MISO | Rapide Croche | 4122 | 3 | City of Kaukauna | Conventional Hydroelectric | 44.3164 | -88.3147 | 0.6
2025-09 | MISO | Rapide Croche | 4122 | 4 | City of Kaukauna | Conventional Hydroelectric | 44.3164 | -88.3147 | 0.6
2025-09 | MISO | La Farge | 4124 | 2A | La Farge Municipal Electric Co | Petroleum Liquids | 43.5774 | -90.6419 | 1.5
2025-09 | MISO | Manitowoc | 4125 | 5 | Manitowoc Public Utilities | Wood/Wood Waste Biomass | 44.082 | -87.6558 | 22
2025-09 | MISO | Manitowoc | 4125 | 6 | Manitowoc Public Utilities | Wood/Wood Waste Biomass | 44.082 | -87.6558 | 32
2025-09 | MISO | Manitowoc | 4125 | 9 | Manitowoc Public Utilities | Petroleum Coke | 44.082 | -87.6558 | 63.4
2025-09 | MISO | New Lisbon | 4130 | 2 | City of New Lisbon | Petroleum Liquids | 43.8797 | -90.1645 | 1.3
2025-09 | MISO | New Lisbon | 4130 | 5 | City of New Lisbon | Petroleum Liquids | 43.8797 | -90.1645 | 2.4
2025-09 | MISO | New Lisbon | 4130 | 6 | City of New Lisbon | Petroleum Liquids | 43.8797 | -90.1645 | 2.3
2025-09 | MISO | New Lisbon | 4130 | 7 | City of New Lisbon | Petroleum Liquids | 43.8797 | -90.1645 | 2.3
2025-09 | MISO | Viola | 4139 | 3 | Village of Viola - (WI) | Petroleum Liquids | 43.507 | -90.669 | 1
2025-09 | MISO | Flambeau Hydroelectric Station | 4142 | 1 | Dairyland Power Coop | Conventional Hydroelectric | 45.4918 | -91.0472 | 7.9
2025-09 | MISO | Flambeau Hydroelectric Station | 4142 | 2 | Dairyland Power Coop | Conventional Hydroelectric | 45.4918 | -91.0472 | 6.2
2025-09 | MISO | Flambeau Hydroelectric Station | 4142 | 3 | Dairyland Power Coop | Conventional Hydroelectric | 45.4918 | -91.0472 | 7.9
2025-09 | MISO | Stiles | 4147 | 1 | Oconto Electric Cooperative | Conventional Hydroelectric | 44.8747 | -88.1586 | 0.5
2025-09 | MISO | Stiles | 4147 | 2 | Oconto Electric Cooperative | Conventional Hydroelectric | 44.8747 | -88.1586 | 0.5
2025-09 | MISO | Washington Island | 4148 | 2 | Washington Island El Coop, Inc | Petroleum Liquids | 45.3709 | -86.9308 | 0.1
2025-09 | MISO | Washington Island | 4148 | 3 | Washington Island El Coop, Inc | Petroleum Liquids | 45.3709 | -86.9308 | 0.1
2025-09 | MISO | Washington Island | 4148 | 4 | Washington Island El Coop, Inc | Petroleum Liquids | 45.3709 | -86.9308 | 0.2
2025-09 | MISO | Washington Island | 4148 | 5 | Washington Island El Coop, Inc | Petroleum Liquids | 45.3709 | -86.9308 | 0.5
2025-09 | MISO | Washington Island | 4148 | 6 | Washington Island El Coop, Inc | Petroleum Liquids | 45.3709 | -86.9308 | 0.9
2025-09 | MISO | Washington Island | 4148 | 7 | Washington Island El Coop, Inc | Petroleum Liquids | 45.3709 | -86.9308 | 1.6
2025-09 | MISO | Washington Island | 4148 | 8 | Washington Island El Coop, Inc | Petroleum Liquids | 45.3709 | -86.9308 | 1.6
2025-09 | ERCO | Powerlane Plant | 4195 | EP | City of Greenville - (TX) | Natural Gas Internal Combustion Engine | 33.1707 | -96.1264 | 8.4
2025-09 | ERCO | Powerlane Plant | 4195 | EP2 | City of Greenville - (TX) | Natural Gas Internal Combustion Engine | 33.1707 | -96.1264 | 8.4
2025-09 | ERCO | Powerlane Plant | 4195 | EP3 | City of Greenville - (TX) | Natural Gas Internal Combustion Engine | 33.1707 | -96.1264 | 8.4
2025-09 | ERCO | Powerlane Plant | 4195 | ST1 | City of Greenville - (TX) | Natural Gas Steam Turbine | 33.1707 | -96.1264 | 18.8
2025-09 | ERCO | Powerlane Plant | 4195 | ST2 | City of Greenville - (TX) | Petroleum Liquids | 33.1707 | -96.1264 | 25
2025-09 | ERCO | Powerlane Plant | 4195 | ST3 | City of Greenville - (TX) | Petroleum Liquids | 33.1707 | -96.1264 | 43.2
2025-09 | MISO | Combined Locks | 4201 | HC1 | City of Kaukauna | Conventional Hydroelectric | 44.2735 | -88.3005 | 3.1
2025-09 | MISO | Combined Locks | 4201 | HC2 | City of Kaukauna | Conventional Hydroelectric | 44.2735 | -88.3005 | 3.1
2025-09 | PJM | Easton 2 | 4257 | 201 | Easton Utilities Comm | Petroleum Liquids | 38.795 | -76.07 | 1.5
2025-09 | PJM | Easton 2 | 4257 | 202 | Easton Utilities Comm | Petroleum Liquids | 38.795 | -76.07 | 1.5
2025-09 | PJM | Easton 2 | 4257 | 203 | Easton Utilities Comm | Petroleum Liquids | 38.795 | -76.07 | 5.4
2025-09 | PJM | Easton 2 | 4257 | 204 | Easton Utilities Comm | Petroleum Liquids | 38.795 | -76.07 | 5.4
2025-09 | PJM | Easton 2 | 4257 | 21 | Easton Utilities Comm | Petroleum Liquids | 38.795 | -76.07 | 6.2
2025-09 | PJM | Easton 2 | 4257 | 22 | Easton Utilities Comm | Petroleum Liquids | 38.795 | -76.07 | 6.2
2025-09 | PJM | Easton 2 | 4257 | 23 | Easton Utilities Comm | Petroleum Liquids | 38.795 | -76.07 | 6.3
2025-09 | PJM | Easton 2 | 4257 | 24 | Easton Utilities Comm | Petroleum Liquids | 38.795 | -76.07 | 6.3
2025-09 | PJM | Greenup Hydro | 4258 | 1 | City of Hamilton - (OH) | Conventional Hydroelectric | 38.6472 | -82.8594 | 23.4
2025-09 | PJM | Greenup Hydro | 4258 | 2 | City of Hamilton - (OH) | Conventional Hydroelectric | 38.6472 | -82.8594 | 23.4
2025-09 | PJM | Greenup Hydro | 4258 | 3 | City of Hamilton - (OH) | Conventional Hydroelectric | 38.6472 | -82.8594 | 23.4
2025-09 | ERCO | Spencer | 4266 | 4 | City of Garland - (TX) | Natural Gas Steam Turbine | 33.1975 | -97.1061 | 61.1
2025-09 | ERCO | Spencer | 4266 | 5 | City of Garland - (TX) | Natural Gas Steam Turbine | 33.1975 | -97.1061 | 65.4
2025-09 | MISO | Waterford 3 | 4270 | 3 | Entergy Louisiana LLC | Nuclear | 29.9953 | -90.4716 | 1199.8
2025-09 | MISO | John P Madgett | 4271 | 1 | Dairyland Power Coop | Conventional Steam Coal | 44.3036 | -91.9126 | 387
2025-09 | ERCO | Thomas C Ferguson | 4937 | CT-1 | Lower Colorado River Authority | Natural Gas Fired Combined Cycle | 30.558 | -98.3721 | 185.3
2025-09 | ERCO | Thomas C Ferguson | 4937 | CT-2 | Lower Colorado River Authority | Natural Gas Fired Combined Cycle | 30.558 | -98.3721 | 185.3
2025-09 | ERCO | Thomas C Ferguson | 4937 | STG | Lower Colorado River Authority | Natural Gas Fired Combined Cycle | 30.558 | -98.3721 | 204
2025-09 | ERCO | Barney M Davis | 4939 | 1 | City of San Antonio - (TX) | Natural Gas Steam Turbine | 27.6064 | -97.3117 | 352
2025-09 | ERCO | Barney M Davis | 4939 | 2 | City of San Antonio - (TX) | Natural Gas Fired Combined Cycle | 27.6064 | -97.3117 | 351
2025-09 | ERCO | Barney M Davis | 4939 | 3 | City of San Antonio - (TX) | Natural Gas Fired Combined Cycle | 27.6064 | -97.3117 | 189.6
2025-09 | ERCO | Barney M Davis | 4939 | 4 | City of San Antonio - (TX) | Natural Gas Fired Combined Cycle | 27.6064 | -97.3117 | 189.6
2025-09 | SWPP | Riverside (OK) | 4940 | 1 | Public Service Co of Oklahoma | Natural Gas Steam Turbine | 35.9978 | -95.9567 | 473
2025-09 | SWPP | Riverside (OK) | 4940 | 2 | Public Service Co of Oklahoma | Natural Gas Steam Turbine | 35.9978 | -95.9567 | 473
2025-09 | SWPP | Riverside (OK) | 4940 | 3 | Public Service Co of Oklahoma | Natural Gas Fired Combustion Turbine | 35.9978 | -95.9567 | 86.5
2025-09 | SWPP | Riverside (OK) | 4940 | 4 | Public Service Co of Oklahoma | Natural Gas Fired Combustion Turbine | 35.9978 | -95.9567 | 86.5
2025-09 | SWPP | Riverside (OK) | 4940 | IC1 | Public Service Co of Oklahoma | Petroleum Liquids | 35.9978 | -95.9567 | 2.7
2025-09 | PJM | Cumberland (NJ) | 5083 | CUMB | Calpine New Jersey Generation LLC | Natural Gas Fired Combustion Turbine | 39.3757 | -74.9654 | 99.4
2025-09 | PJM | Cumberland (NJ) | 5083 | CUMB2 | Calpine New Jersey Generation LLC | Natural Gas Fired Combustion Turbine | 39.3757 | -74.9654 | 131.8
2025-09 | PJM | Donald C Cook | 6000 | 1 | Indiana Michigan Power Co | Nuclear | 41.9756 | -86.5652 | 1152
2025-09 | PJM | Donald C Cook | 6000 | 2 | Indiana Michigan Power Co | Nuclear | 41.9756 | -86.5652 | 1133.3
2025-09 | PJM | Pleasants Power Station | 6004 | 1 | Omnis Pleasants, LLC | Conventional Steam Coal | 39.3667 | -81.2944 | 684
2025-09 | PJM | Pleasants Power Station | 6004 | 2 | Omnis Pleasants, LLC | Conventional Steam Coal | 39.3667 | -81.2944 | 684
2025-09 | PJM | Racine | 6006 | 1 | Eagle Creek Renewable Energy, LLC | Conventional Hydroelectric | 38.9153 | -81.9081 | 23.7
2025-09 | PJM | Racine | 6006 | 2 | Eagle Creek Renewable Energy, LLC | Conventional Hydroelectric | 38.9153 | -81.9081 | 23.7
2025-09 | MISO | White Bluff | 6009 | 1 | Entergy Arkansas LLC | Conventional Steam Coal | 34.4228 | -92.1406 | 900
2025-09 | MISO | White Bluff | 6009 | 2 | Entergy Arkansas LLC | Conventional Steam Coal | 34.4228 | -92.1406 | 900
2025-09 | PJM | Calvert Cliffs Nuclear Power Plant | 6011 | 1 | Constellation Nuclear | Nuclear | 38.4344 | -76.4417 | 918
2025-09 | PJM | Calvert Cliffs Nuclear Power Plant | 6011 | 2 | Constellation Nuclear | Nuclear | 38.4344 | -76.4417 | 932.4
2025-09 | ISNE | Sherman | 6012 | GEN1 | Great River Hydro, LLC | Conventional Hydroelectric | 42.7297 | -72.9303 | 7.2
2025-09 | MISO | Newton | 6017 | 1 | Illinois Power Generating Co | Conventional Steam Coal | 38.9361 | -88.2781 | 617.4
2025-09 | PJM | East Bend | 6018 | 2 | Duke Energy Kentucky Inc | Conventional Steam Coal | 38.9036 | -84.8514 | 772
2025-09 | PJM | Perry | 6020 | 1 | Energy Harbor Nuclear Generation LLC | Nuclear | 41.8006 | -81.1439 | 1311.6
2025-09 | PJM | Braidwood Generation Station | 6022 | 1 | Constellation Nuclear | Nuclear | 41.2435 | -88.2286 | 1224.9
2025-09 | PJM | Braidwood Generation Station | 6022 | 2 | Constellation Nuclear | Nuclear | 41.2435 | -88.2286 | 1224.9
2025-09 | PJM | Byron Generating Station | 6023 | 1 | Constellation Nuclear | Nuclear | 42.0742 | -89.2819 | 1224.9
2025-09 | PJM | Byron Generating Station | 6023 | 2 | Constellation Nuclear | Nuclear | 42.0742 | -89.2819 | 1224.9
2025-09 | PJM | LaSalle Generating Station | 6026 | 1 | Constellation Nuclear | Nuclear | 41.2455 | -88.6691 | 1170
2025-09 | PJM | LaSalle Generating Station | 6026 | 2 | Constellation Nuclear | Nuclear | 41.2455 | -88.6691 | 1170
2025-09 | MISO | Coal Creek | 6030 | 1 | Rainbow Energy Center | Conventional Steam Coal | 47.3777 | -101.1571 | 604.8
2025-09 | MISO | Coal Creek | 6030 | 2 | Rainbow Energy Center | Conventional Steam Coal | 47.3777 | -101.1571 | 604.8
2025-09 | MISO | Coal Creek | 6030 | 4 | Rainbow Energy Center | Petroleum Liquids | 47.3777 | -101.1571 | 3
2025-09 | MISO | Coal Creek | 6030 | 5 | Rainbow Energy Center | Petroleum Liquids | 47.3777 | -101.1571 | 3
2025-09 | MISO | Belle River | 6034 | 12-1 | DTE Electric Company | Natural Gas Fired Combustion Turbine | 42.7756 | -82.495 | 85.3
2025-09 | MISO | Belle River | 6034 | 12-2 | DTE Electric Company | Natural Gas Fired Combustion Turbine | 42.7756 | -82.495 | 85.3
2025-09 | MISO | Belle River | 6034 | 13-1 | DTE Electric Company | Natural Gas Fired Combustion Turbine | 42.7756 | -82.495 | 85.3
2025-09 | MISO | Belle River | 6034 | 3 | DTE Electric Company | Petroleum Liquids | 42.7756 | -82.495 | 2.7
2025-09 | MISO | Belle River | 6034 | 4 | DTE Electric Company | Petroleum Liquids | 42.7756 | -82.495 | 2.7
2025-09 | MISO | Belle River | 6034 | 5 | DTE Electric Company | Petroleum Liquids | 42.7756 | -82.495 | 2.7
2025-09 | MISO | Belle River | 6034 | IC1 | DTE Electric Company | Petroleum Liquids | 42.7756 | -82.495 | 2.7
2025-09 | MISO | Belle River | 6034 | IC2 | DTE Electric Company | Petroleum Liquids | 42.7756 | -82.495 | 2.7
2025-09 | MISO | Belle River | 6034 | ST1 | DTE Electric Company | Conventional Steam Coal | 42.7756 | -82.495 | 697.5
2025-09 | MISO | Belle River | 6034 | ST2 | DTE Electric Company | Conventional Steam Coal | 42.7756 | -82.495 | 697.5
2025-09 | MISO | Greenwood (MI) | 6035 | 1 | DTE Electric Company | Natural Gas Steam Turbine | 43.1056 | -82.6964 | 815.4
2025-09 | MISO | Greenwood (MI) | 6035 | 11-1 | DTE Electric Company | Natural Gas Fired Combustion Turbine | 43.1056 | -82.6964 | 85.3
2025-09 | MISO | Greenwood (MI) | 6035 | 11-2 | DTE Electric Company | Natural Gas Fired Combustion Turbine | 43.1056 | -82.6964 | 85.3
2025-09 | MISO | Greenwood (MI) | 6035 | 11-3 | DTE Electric Company | Natural Gas Fired Combustion Turbine | 43.1056 | -82.6964 | 85.3
2025-09 | PJM | Beaver Valley | 6040 | 1 | Energy Harbor Nuclear Generation LLC | Nuclear | 40.6219 | -80.4336 | 923.4
2025-09 | PJM | Beaver Valley | 6040 | 2 | Energy Harbor Nuclear Generation LLC | Nuclear | 40.6219 | -80.4336 | 923.4
2025-09 | PJM | H L Spurlock | 6041 | 1 | East Kentucky Power Coop, Inc | Conventional Steam Coal | 38.7 | -83.8181 | 357.6
2025-09 | PJM | H L Spurlock | 6041 | 2 | East Kentucky Power Coop, Inc | Conventional Steam Coal | 38.7 | -83.8181 | 592.1
2025-09 | PJM | H L Spurlock | 6041 | 3 | East Kentucky Power Coop, Inc | Conventional Steam Coal | 38.7 | -83.8181 | 329.4
2025-09 | PJM | H L Spurlock | 6041 | 4 | East Kentucky Power Coop, Inc | Conventional Steam Coal | 38.7 | -83.8181 | 329.4
2025-09 | ISNE | Deerfield 2 | 6047 | GEN1 | Great River Hydro, LLC | Conventional Hydroelectric | 42.5731 | -72.7073 | 1.6
2025-09 | ISNE | Deerfield 2 | 6047 | GEN2 | Great River Hydro, LLC | Conventional Hydroelectric | 42.5731 | -72.7073 | 1.6
2025-09 | ISNE | Deerfield 2 | 6047 | GEN3 | Great River Hydro, LLC | Conventional Hydroelectric | 42.5731 | -72.7073 | 1.6
2025-09 | MISO | Big Cajun 2 | 6055 | 1 | Louisiana Generating LLC | Conventional Steam Coal | 30.7261 | -91.3692 | 657.9
2025-09 | MISO | Big Cajun 2 | 6055 | 2 | Louisiana Generating LLC | Natural Gas Steam Turbine | 30.7261 | -91.3692 | 626
2025-09 | MISO | Big Cajun 2 | 6055 | 3 | Louisiana Generating LLC | Conventional Steam Coal | 30.7261 | -91.3692 | 619
2025-09 | MISO | Cascade Creek | 6058 | 1 | Rochester Public Utilities | Natural Gas Fired Combustion Turbine | 44.0322 | -92.4908 | 35
2025-09 | MISO | Cascade Creek | 6058 | 2 | Rochester Public Utilities | Natural Gas Fired Combustion Turbine | 44.0322 | -92.4908 | 49.9
2025-09 | MISO | R D Morrow | 6061 | MOR1 | Cooperative Energy | Natural Gas Fired Combined Cycle | 31.2186 | -89.394 | 156
2025-09 | MISO | R D Morrow | 6061 | MOR2 | Cooperative Energy | Natural Gas Fired Combined Cycle | 31.2186 | -89.394 | 402
2025-09 | MISO | Electrifarm | 6063 | 1 | MidAmerican Energy Co | Natural Gas Fired Combustion Turbine | 42.4407 | -92.4205 | 71.2
2025-09 | MISO | Electrifarm | 6063 | 2 | MidAmerican Energy Co | Natural Gas Fired Combustion Turbine | 42.4407 | -92.4205 | 89
2025-09 | MISO | Electrifarm | 6063 | 3 | MidAmerican Energy Co | Natural Gas Fired Combustion Turbine | 42.4407 | -92.4205 | 103.9
2025-09 | SWPP | Nearman Creek | 6064 | 1 | City of Kansas City - (KS) | Conventional Steam Coal | 39.1681 | -94.6975 | 261
2025-09 | SWPP | Nearman Creek | 6064 | CT4 | City of Kansas City - (KS) | Natural Gas Fired Combustion Turbine | 39.1681 | -94.6975 | 104
2025-09 | SWPP | Iatan | 6065 | 1 | Evergy Metro | Conventional Steam Coal | 39.4472 | -94.98 | 754.9
2025-09 | SWPP | Iatan | 6065 | 2 | Evergy Metro | Conventional Steam Coal | 39.4472 | -94.98 | 999
2025-09 | SWPP | Jeffrey Energy Center | 6068 | 1 | Evergy Kansas Central, Inc | Conventional Steam Coal | 39.2865 | -96.1172 | 720
2025-09 | SWPP | Jeffrey Energy Center | 6068 | 2 | Evergy Kansas Central, Inc | Conventional Steam Coal | 39.2865 | -96.1172 | 720
2025-09 | SWPP | Jeffrey Energy Center | 6068 | 3 | Evergy Kansas Central, Inc | Conventional Steam Coal | 39.2865 | -96.1172 | 720
2025-09 | MISO | Grand Gulf | 6072 | 1 | System Energy Resources, Inc | Nuclear | 32.0081 | -91.0478 | 1440
2025-09 | SWPP | Greenwood (MO) | 6074 | 1 | Evergy Missouri West | Natural Gas Fired Combustion Turbine | 38.8615 | -94.2982 | 71.2
2025-09 | SWPP | Greenwood (MO) | 6074 | 2 | Evergy Missouri West | Natural Gas Fired Combustion Turbine | 38.8615 | -94.2982 | 71.2
2025-09 | SWPP | Greenwood (MO) | 6074 | 3 | Evergy Missouri West | Natural Gas Fired Combustion Turbine | 38.8615 | -94.2982 | 71.2
2025-09 | SWPP | Greenwood (MO) | 6074 | 4 | Evergy Missouri West | Natural Gas Fired Combustion Turbine | 38.8615 | -94.2982 | 71.2
2025-09 | SWPP | Greenwood (MO) | 6074 | 5 | Evergy Missouri West | Solar Photovoltaic | 38.8615 | -94.2982 | 3
2025-09 | SWPP | Gerald Gentleman | 6077 | 1 | Nebraska Public Power District | Conventional Steam Coal | 41.0808 | -101.1408 | 681.3
2025-09 | SWPP | Gerald Gentleman | 6077 | 2 | Nebraska Public Power District | Conventional Steam Coal | 41.0808 | -101.1408 | 681.3
2025-09 | ISNE | Stony Brook | 6081 | 1 | Massachusetts Mun Wholes Electric Co | Petroleum Liquids | 42.1978 | -72.5106 | 85
2025-09 | ISNE | Stony Brook | 6081 | 2 | Massachusetts Mun Wholes Electric Co | Petroleum Liquids | 42.1978 | -72.5106 | 85
2025-09 | ISNE | Stony Brook | 6081 | 5051S | Massachusetts Mun Wholes Electric Co | Solar Photovoltaic | 42.1978 | -72.5106 | 6.9
2025-09 | ISNE | Stony Brook | 6081 | BS#1 | Massachusetts Mun Wholes Electric Co | Petroleum Liquids | 42.1978 | -72.5106 | 2
2025-09 | ISNE | Stony Brook | 6081 | BS#2 | Massachusetts Mun Wholes Electric Co | Petroleum Liquids | 42.1978 | -72.5106 | 2
2025-09 | ISNE | Stony Brook | 6081 | CA1 | Massachusetts Mun Wholes Electric Co | Petroleum Liquids | 42.1978 | -72.5106 | 105
2025-09 | ISNE | Stony Brook | 6081 | CT1 | Massachusetts Mun Wholes Electric Co | Petroleum Liquids | 42.1978 | -72.5106 | 85
2025-09 | ISNE | Stony Brook | 6081 | CT2 | Massachusetts Mun Wholes Electric Co | Petroleum Liquids | 42.1978 | -72.5106 | 85
2025-09 | ISNE | Stony Brook | 6081 | CT3 | Massachusetts Mun Wholes Electric Co | Petroleum Liquids | 42.1978 | -72.5106 | 85
2025-09 | ISNE | Stony Brook | 6081 | EDSI | Massachusetts Mun Wholes Electric Co | Petroleum Liquids | 42.1978 | -72.5106 | 0.6
2025-09 | ISNE | Deerfield 3 | 6083 | GEN1 | Great River Hydro, LLC | Conventional Hydroelectric | 42.5995 | -72.7335 | 1.6
2025-09 | ISNE | Deerfield 3 | 6083 | GEN2 | Great River Hydro, LLC | Conventional Hydroelectric | 42.5995 | -72.7335 | 1.6
2025-09 | ISNE | Deerfield 3 | 6083 | GEN3 | Great River Hydro, LLC | Conventional Hydroelectric | 42.5995 | -72.7335 | 1.6
2025-09 | MISO | R M Schahfer | 6085 | 16A | Northern Indiana Pub Serv Co | Natural Gas Fired Combustion Turbine | 41.2164 | -87.0261 | 129
2025-09 | MISO | R M Schahfer | 6085 | 16B | Northern Indiana Pub Serv Co | Natural Gas Fired Combustion Turbine | 41.2164 | -87.0261 | 129
2025-09 | MISO | R M Schahfer | 6085 | 17 | Northern Indiana Pub Serv Co | Conventional Steam Coal | 41.2164 | -87.0261 | 423.5
2025-09 | MISO | R M Schahfer | 6085 | 18 | Northern Indiana Pub Serv Co | Conventional Steam Coal | 41.2164 | -87.0261 | 423.5
2025-09 | MISO | Cornell | 6086 | 1 | Northern States Power Co - Minnesota | Conventional Hydroelectric | 45.164 | -91.1574 | 11.5
2025-09 | MISO | Cornell | 6086 | 2 | Northern States Power Co - Minnesota | Conventional Hydroelectric | 45.164 | -91.1574 | 11.5
2025-09 | MISO | Cornell | 6086 | 3 | Northern States Power Co - Minnesota | Conventional Hydroelectric | 45.164 | -91.1574 | 11.5
2025-09 | MISO | Cornell | 6086 | 4 | Northern States Power Co - Minnesota | Conventional Hydroelectric | 45.164 | -91.1574 | 0.8
2025-09 | MISO | Lewis & Clark | 6089 | 2 | Montana-Dakota Utilities Co | Natural Gas Internal Combustion Engine | 47.6785 | -104.1566 | 9.3
2025-09 | MISO | Lewis & Clark | 6089 | 3 | Montana-Dakota Utilities Co | Natural Gas Internal Combustion Engine | 47.6785 | -104.1566 | 9.3
2025-09 | MISO | Sherburne County | 6090 | 1 | Northern States Power Co - Minnesota | Conventional Steam Coal | 45.3808 | -93.8931 | 765.3
2025-09 | MISO | Sherburne County | 6090 | 3 | Northern States Power Co - Minnesota | Conventional Steam Coal | 45.3808 | -93.8931 | 938.7
2025-09 | SWPP | Spirit Mound | 6092 | 1 | Basin Electric Power Coop | Petroleum Liquids | 42.8977 | -96.9905 | 67.5
2025-09 | SWPP | Spirit Mound | 6092 | 2 | Basin Electric Power Coop | Petroleum Liquids | 42.8977 | -96.9905 | 67.5
2025-09 | SWPP | Sooner | 6095 | 1 | Oklahoma Gas & Electric Co | Conventional Steam Coal | 36.4531 | -97.0528 | 569
2025-09 | SWPP | Sooner | 6095 | 2 | Oklahoma Gas & Electric Co | Conventional Steam Coal | 36.4531 | -97.0528 | 569
2025-09 | SWPP | Nebraska City | 6096 | 1 | Omaha Public Power District | Conventional Steam Coal | 40.6214 | -95.7764 | 651.6
2025-09 | SWPP | Nebraska City | 6096 | 2 | Omaha Public Power District | Conventional Steam Coal | 40.6214 | -95.7764 | 738
2025-09 | MISO | Big Stone | 6098 | 1 | Otter Tail Power Co | Conventional Steam Coal | 45.3037 | -96.5101 | 450
2025-09 | MISO | Big Stone | 6098 | D1 | Otter Tail Power Co | Petroleum Liquids | 45.3037 | -96.5101 | 1
2025-09 | CISO | Diablo Canyon | 6099 | 1 | Pacific Gas & Electric Co. | Nuclear | 35.2115 | -120.8555 | 1159
2025-09 | CISO | Diablo Canyon | 6099 | 2 | Pacific Gas & Electric Co. | Nuclear | 35.2115 | -120.8555 | 1164
2025-09 | PJM | TalenEnergy Susquehanna | 6103 | 1 | TalenEnergy Susquehanna LLC | Nuclear | 41.0919 | -76.1462 | 1266
2025-09 | PJM | TalenEnergy Susquehanna | 6103 | 2 | TalenEnergy Susquehanna LLC | Nuclear | 41.0919 | -76.1462 | 1266
2025-09 | PJM | Limerick | 6105 | 1 | Constellation Nuclear | Nuclear | 40.2243 | -75.5874 | 1138.5
2025-09 | PJM | Limerick | 6105 | 2 | Constellation Nuclear | Nuclear | 40.2243 | -75.5874 | 1138.5
2025-09 | NYIS | James A Fitzpatrick | 6110 | 1 | Constellation Nuclear | Nuclear | 43.5214 | -76.4084 | 883.3
2025-09 | MISO | Gibson | 6113 | 1 | Duke Energy Indiana, LLC | Conventional Steam Coal | 38.3722 | -87.7658 | 667.9
2025-09 | MISO | Gibson | 6113 | 2 | Duke Energy Indiana, LLC | Conventional Steam Coal | 38.3722 | -87.7658 | 667.9
2025-09 | MISO | Gibson | 6113 | 3 | Duke Energy Indiana, LLC | Conventional Steam Coal | 38.3722 | -87.7658 | 667.9
2025-09 | MISO | Gibson | 6113 | 4 | Duke Energy Indiana, LLC | Conventional Steam Coal | 38.3722 | -87.7658 | 667.9
2025-09 | MISO | Gibson | 6113 | 5 | Duke Energy Indiana, LLC | Conventional Steam Coal | 38.3722 | -87.7658 | 667.9
2025-09 | ISNE | Seabrook | 6115 | 1 | NextEra Energy Seabrook LLC | Nuclear | 42.8992 | -70.8489 | 1242
2025-09 | PJM | PSEG Hope Creek Generating Station | 6118 | 1 | PSEG Nuclear LLC | Nuclear | 39.4666 | -75.5377 | 1290.7
2025-09 | ISNE | Deerfield 4 | 6119 | GEN1 | Great River Hydro, LLC | Conventional Hydroelectric | 42.6198 | -72.7376 | 1.6
2025-09 | ISNE | Deerfield 4 | 6119 | GEN2 | Great River Hydro, LLC | Conventional Hydroelectric | 42.6198 | -72.7376 | 1.6
2025-09 | ISNE | Deerfield 4 | 6119 | GEN3 | Great River Hydro, LLC | Conventional Hydroelectric | 42.6198 | -72.7376 | 1.6
2025-09 | NYIS | R E Ginna Nuclear Power Plant | 6122 | 1 | Constellation Nuclear | Nuclear | 43.2777 | -77.3099 | 614
2025-09 | ISNE | Shrewsbury | 6125 | 1 | Town of Shrewsbury - (MA) | Petroleum Liquids | 42.2747 | -71.7172 | 2.8
2025-09 | ISNE | Shrewsbury | 6125 | 2 | Town of Shrewsbury - (MA) | Petroleum Liquids | 42.2747 | -71.7172 | 2.8
2025-09 | ISNE | Shrewsbury | 6125 | 3 | Town of Shrewsbury - (MA) | Petroleum Liquids | 42.2747 | -71.7172 | 2.8
2025-09 | ISNE | Shrewsbury | 6125 | 4 | Town of Shrewsbury - (MA) | Petroleum Liquids | 42.2747 | -71.7172 | 2.8
2025-09 | ISNE | Shrewsbury | 6125 | 5 | Town of Shrewsbury - (MA) | Petroleum Liquids | 42.2747 | -71.7172 | 2.8
2025-09 | ERCO | Amistad Dam & Power | 6128 | 1 | International Bound & Wtr Comm | Conventional Hydroelectric | 29.4498 | -101.0601 | 33
2025-09 | ERCO | Amistad Dam & Power | 6128 | 2 | International Bound & Wtr Comm | Conventional Hydroelectric | 29.4498 | -101.0601 | 33
2025-09 | MISO | A B Brown | 6137 | 4 | Southern Indiana Gas & Elec Co | Natural Gas Fired Combustion Turbine | 37.9053 | -87.715 | 88.2
2025-09 | MISO | A B Brown | 6137 | 5 | Southern Indiana Gas & Elec Co | Natural Gas Fired Combustion Turbine | 37.9053 | -87.715 | 88.2
2025-09 | MISO | A B Brown | 6137 | 6 | Southern Indiana Gas & Elec Co | Natural Gas Fired Combustion Turbine | 37.9053 | -87.715 | 248.3
2025-09 | MISO | A B Brown | 6137 | 7 | Southern Indiana Gas & Elec Co | Natural Gas Fired Combustion Turbine | 37.9053 | -87.715 | 248.3
2025-09 | SWPP | Flint Creek | 6138 | 1 | Southwestern Electric Power Co | Conventional Steam Coal | 36.2561 | -94.5241 | 558
2025-09 | SWPP | Welsh | 6139 | 1 | Southwestern Electric Power Co | Conventional Steam Coal | 33.0552 | -94.84 | 558
2025-09 | SWPP | Welsh | 6139 | 3 | Southwestern Electric Power Co | Conventional Steam Coal | 33.0552 | -94.84 | 558
2025-09 | ERCO | Comanche Peak | 6145 | 1 | Luminant Generation Company LLC | Nuclear | 32.2984 | -97.7855 | 1215
2025-09 | ERCO | Comanche Peak | 6145 | 2 | Luminant Generation Company LLC | Nuclear | 32.2984 | -97.7855 | 1215
2025-09 | ERCO | Martin Lake | 6146 | 1 | Luminant Generation Company LLC | Conventional Steam Coal | 32.2606 | -94.5706 | 793.2
2025-09 | ERCO | Martin Lake | 6146 | 2 | Luminant Generation Company LLC | Conventional Steam Coal | 32.2606 | -94.5706 | 793.2
2025-09 | ERCO | Martin Lake | 6146 | 3 | Luminant Generation Company LLC | Conventional Steam Coal | 32.2606 | -94.5706 | 793.2
2025-09 | PJM | Davis Besse | 6149 | 1 | Energy Harbor Nuclear Generation LLC | Nuclear | 41.5967 | -83.0861 | 925.2
2025-09 | MISO | Callaway | 6153 | 1 | Union Electric Co - (MO) | Nuclear | 38.7589 | -91.7788 | 1235.8
2025-09 | ISNE | New Haven Harbor | 6156 | 1 | Generation Bridge II Connecticut, LLC | Petroleum Liquids | 41.284 | -72.9043 | 460
2025-09 | ISNE | New Haven Harbor | 6156 | 2 | Generation Bridge II Connecticut, LLC | Petroleum Liquids | 41.284 | -72.9043 | 60.5
2025-09 | ISNE | New Haven Harbor | 6156 | 3 | Generation Bridge II Connecticut, LLC | Petroleum Liquids | 41.284 | -72.9043 | 60.5
2025-09 | ISNE | New Haven Harbor | 6156 | 4 | Generation Bridge II Connecticut, LLC | Petroleum Liquids | 41.284 | -72.9043 | 60.5
2025-09 | PJM | Rockport | 6166 | 1 | Indiana Michigan Power Co | Conventional Steam Coal | 37.9256 | -87.0372 | 1300
2025-09 | PJM | Rockport | 6166 | 2 | Indiana Michigan Power Co | Conventional Steam Coal | 37.9256 | -87.0372 | 1300
2025-09 | PJM | Bath County | 6167 | 1 | Virginia Electric & Power Co | Hydroelectric Pumped Storage | 38.2089 | -79.8 | 477
2025-09 | PJM | Bath County | 6167 | 2 | Virginia Electric & Power Co | Hydroelectric Pumped Storage | 38.2089 | -79.8 | 477
2025-09 | PJM | Bath County | 6167 | 3 | Virginia Electric & Power Co | Hydroelectric Pumped Storage | 38.2089 | -79.8 | 477
2025-09 | PJM | Bath County | 6167 | 4 | Virginia Electric & Power Co | Hydroelectric Pumped Storage | 38.2089 | -79.8 | 477
2025-09 | PJM | Bath County | 6167 | 5 | Virginia Electric & Power Co | Hydroelectric Pumped Storage | 38.2089 | -79.8 | 477
2025-09 | PJM | Bath County | 6167 | 6 | Virginia Electric & Power Co | Hydroelectric Pumped Storage | 38.2089 | -79.8 | 477
2025-09 | PJM | North Anna | 6168 | 1 | Virginia Electric & Power Co | Nuclear | 38.06 | -77.7897 | 979.7
2025-09 | PJM | North Anna | 6168 | 2 | Virginia Electric & Power Co | Nuclear | 38.06 | -77.7897 | 979.7
2025-09 | PJM | North Anna | 6168 | HC1 | Virginia Electric & Power Co | Conventional Hydroelectric | 38.06 | -77.7897 | 1
2025-09 | PJM | Laurel Dam | 6171 | 1 | USCE-Nashville District | Conventional Hydroelectric | 36.9614 | -84.27 | 70
2025-09 | ERCO | Coleto Creek | 6178 | 1 | Coleto Creek Power LP | Conventional Steam Coal | 28.7128 | -97.2142 | 622.4
2025-09 | ERCO | Fayette Power Project | 6179 | 1 | Lower Colorado River Authority | Conventional Steam Coal | 29.9172 | -96.7506 | 615
2025-09 | ERCO | Fayette Power Project | 6179 | 2 | Lower Colorado River Authority | Conventional Steam Coal | 29.9172 | -96.7506 | 615
2025-09 | ERCO | Fayette Power Project | 6179 | 3 | Lower Colorado River Authority | Conventional Steam Coal | 29.9172 | -96.7506 | 460
2025-09 | ERCO | Oak Grove (TX) | 6180 | OG1 | Luminant Generation Company LLC | Conventional Steam Coal | 31.1803 | -96.4866 | 916.8
2025-09 | ERCO | Oak Grove (TX) | 6180 | OG2 | Luminant Generation Company LLC | Conventional Steam Coal | 31.1803 | -96.4866 | 878.6
2025-09 | ERCO | San Miguel | 6183 | 1 | San Miguel Electric Coop, Inc | Conventional Steam Coal | 28.7044 | -98.4775 | 410
2025-09 | MISO | Brame Energy Center | 6190 | 1 | Cleco Power LLC | Natural Gas Steam Turbine | 31.395 | -92.7167 | 445.5
2025-09 | MISO | Brame Energy Center | 6190 | 2 | Cleco Power LLC | Conventional Steam Coal | 31.395 | -92.7167 | 558
2025-09 | MISO | Brame Energy Center | 6190 | 3 | Cleco Power LLC | Petroleum Coke | 31.395 | -92.7167 | 703.8
2025-09 | SWPP | Harrington | 6193 | 1 | Southwestern Public Service Co | Natural Gas Steam Turbine | 35.2982 | -101.7472 | 360
2025-09 | SWPP | Harrington | 6193 | 2 | Southwestern Public Service Co | Natural Gas Steam Turbine | 35.2982 | -101.7472 | 360
2025-09 | SWPP | Harrington | 6193 | 3 | Southwestern Public Service Co | Natural Gas Steam Turbine | 35.2982 | -101.7472 | 360
2025-09 | SWPP | Tolk | 6194 | 1 | Southwestern Public Service Co | Conventional Steam Coal | 34.1865 | -102.57 | 567.9
2025-09 | SWPP | Tolk | 6194 | 2 | Southwestern Public Service Co | Conventional Steam Coal | 34.1865 | -102.57 | 567.9
2025-09 | SWPP | John Twitty Energy Center | 6195 | GT1 | City Utilities of Springfield - (MO) | Natural Gas Fired Combustion Turbine | 37.1517 | -93.388 | 57
2025-09 | SWPP | John Twitty Energy Center | 6195 | GT2 | City Utilities of Springfield - (MO) | Natural Gas Fired Combustion Turbine | 37.1517 | -93.388 | 52
2025-09 | SWPP | John Twitty Energy Center | 6195 | ST1 | City Utilities of Springfield - (MO) | Conventional Steam Coal | 37.1517 | -93.388 | 194
2025-09 | SWPP | John Twitty Energy Center | 6195 | ST2 | City Utilities of Springfield - (MO) | Conventional Steam Coal | 37.1517 | -93.388 | 300
2025-09 | CISO | W E Warne | 6196 | 1 | California Dept. of Water Resources | Conventional Hydroelectric | 34.6853 | -118.7881 | 37.1
2025-09 | CISO | W E Warne | 6196 | 2 | California Dept. of Water Resources | Conventional Hydroelectric | 34.6853 | -118.7881 | 37.1
2025-09 | CISO | Dynegy Oakland Power Plant | 6211 | GEN1 | Dynegy Oakland, LLC | Petroleum Liquids | 37.7968 | -122.2819 | 74.5
2025-09 | CISO | Dynegy Oakland Power Plant | 6211 | GEN3 | Dynegy Oakland, LLC | Petroleum Liquids | 37.7968 | -122.2819 | 74.5
2025-09 | MISO | Merom | 6213 | 1 | Hallador Power Company, LLC | Conventional Steam Coal | 39.0694 | -87.5108 | 540
2025-09 | MISO | Merom | 6213 | 2 | Hallador Power Company, LLC | Conventional Steam Coal | 39.0694 | -87.5108 | 540
2025-09 | MISO | Durant | 6220 | 7 | City of Durant - (IA) | Petroleum Liquids | 41.5998 | -90.912 | 1.8
2025-09 | MISO | Durant | 6220 | 8 | City of Durant - (IA) | Petroleum Liquids | 41.5998 | -90.912 | 2.6
2025-09 | SWPP | Empire Energy Center | 6223 | 1 | Empire District Electric Co | Natural Gas Fired Combustion Turbine | 37.1385 | -94.1041 | 129
2025-09 | SWPP | Empire Energy Center | 6223 | 2 | Empire District Electric Co | Natural Gas Fired Combustion Turbine | 37.1385 | -94.1041 | 129
2025-09 | SWPP | Empire Energy Center | 6223 | 3 | Empire District Electric Co | Natural Gas Fired Combustion Turbine | 37.1385 | -94.1041 | 60.5
2025-09 | SWPP | Empire Energy Center | 6223 | 4 | Empire District Electric Co | Natural Gas Fired Combustion Turbine | 37.1385 | -94.1041 | 60.5
2025-09 | SWPP | Mobile | 6229 | 1 | Nebraska Public Power District | Petroleum Liquids | 40.883 | -97.6014 | 1
2025-09 | SWPP | Mobile | 6229 | 2 | Nebraska Public Power District | Petroleum Liquids | 40.883 | -97.6014 | 1.6
2025-09 | SWPP | Mobile | 6229 | 500 | Nebraska Public Power District | Petroleum Liquids | 40.883 | -97.6014 | 0.5
2025-09 | MISO | Apple River | 6231 | 1 | Northern States Power Co - Minnesota | Conventional Hydroelectric | 45.1576 | -92.7162 | 0.8
2025-09 | MISO | Apple River | 6231 | 3 | Northern States Power Co - Minnesota | Conventional Hydroelectric | 45.1576 | -92.7162 | 0.8
2025-09 | MISO | Apple River | 6231 | 4 | Northern States Power Co - Minnesota | Conventional Hydroelectric | 45.1576 | -92.7162 | 0.8
2025-09 | MISO | Pearl Station | 6238 | GT1 | Prairie Power, Inc | Petroleum Liquids | 39.4492 | -90.6141 | 24
2025-09 | ERCO | Dansby | 6243 | 1 | City of Bryan - (TX) | Natural Gas Steam Turbine | 30.7217 | -96.4608 | 105
2025-09 | ERCO | Dansby | 6243 | 2 | City of Bryan - (TX) | Natural Gas Fired Combustion Turbine | 30.7217 | -96.4608 | 49.1
2025-09 | ERCO | Dansby | 6243 | 3 | City of Bryan - (TX) | Natural Gas Fired Combustion Turbine | 30.7217 | -96.4608 | 49.1
2025-09 | ERCO | South Texas Project | 6251 | 1 | STP Nuclear Operating Co | Nuclear | 28.795 | -96.0481 | 1354.3
2025-09 | ERCO | South Texas Project | 6251 | 2 | STP Nuclear Operating Co | Nuclear | 28.795 | -96.0481 | 1354.3
2025-09 | MISO | Germantown | 6253 | 1 | Wisconsin Electric Power Co | Petroleum Liquids | 43.1952 | -88.1496 | 61.2
2025-09 | MISO | Germantown | 6253 | 2 | Wisconsin Electric Power Co | Petroleum Liquids | 43.1952 | -88.1496 | 61.2
2025-09 | MISO | Germantown | 6253 | 3 | Wisconsin Electric Power Co | Petroleum Liquids | 43.1952 | -88.1496 | 61.2
2025-09 | MISO | Germantown | 6253 | 4 | Wisconsin Electric Power Co | Petroleum Liquids | 43.1952 | -88.1496 | 61.2
2025-09 | MISO | Germantown | 6253 | 5 | Wisconsin Electric Power Co | Natural Gas Fired Combustion Turbine | 43.1952 | -88.1496 | 90.9
2025-09 | MISO | Ottumwa | 6254 | 1 | Interstate Power and Light Co | Conventional Steam Coal | 41.0961 | -92.5558 | 725.9
2025-09 | PJM | Mountaineer | 6264 | 1 | Appalachian Power Co | Conventional Steam Coal | 38.9794 | -81.9344 | 1300
2025-09 | SWPP | Ozark Beach | 6280 | 5 | Empire District Electric Co | Conventional Hydroelectric | 36.659 | -93.1235 | 4
2025-09 | SWPP | Ozark Beach | 6280 | 6 | Empire District Electric Co | Conventional Hydroelectric | 36.659 | -93.1235 | 4
2025-09 | SWPP | Ozark Beach | 6280 | 7 | Empire District Electric Co | Conventional Hydroelectric | 36.659 | -93.1235 | 4
2025-09 | SWPP | Ozark Beach | 6280 | 8 | Empire District Electric Co | Conventional Hydroelectric | 36.659 | -93.1235 | 4
2025-09 | MISO | Hutchinson Plant #2 | 6358 | 2 | Hutchinson Utilities Comm | Natural Gas Fired Combined Cycle | 44.8889 | -94.3493 | 54
2025-09 | MISO | Hutchinson Plant #2 | 6358 | 3 | Hutchinson Utilities Comm | Natural Gas Fired Combined Cycle | 44.8889 | -94.3493 | 11.5
2025-09 | MISO | Hutchinson Plant #2 | 6358 | 9 | Hutchinson Utilities Comm | Natural Gas Fired Combustion Turbine | 44.8889 | -94.3493 | 25
2025-09 | MISO | Detour | 6369 | 6 | Cloverland Electric Co-op | Petroleum Liquids | 45.9836 | -83.9079 | 3
2025-09 | MISO | Detour | 6369 | 7 | Cloverland Electric Co-op | Petroleum Liquids | 45.9836 | -83.9079 | 3
2025-09 | SWPP | Rokeby | 6373 | 1 | Lincoln Electric System | Natural Gas Fired Combustion Turbine | 40.7316 | -96.7364 | 72.4
2025-09 | SWPP | Rokeby | 6373 | 2 | Lincoln Electric System | Natural Gas Fired Combustion Turbine | 40.7316 | -96.7364 | 95.4
2025-09 | SWPP | Rokeby | 6373 | 3 | Lincoln Electric System | Natural Gas Fired Combustion Turbine | 40.7316 | -96.7364 | 95.4
2025-09 | SWPP | Rokeby | 6373 | BSU | Lincoln Electric System | Petroleum Liquids | 40.7316 | -96.7364 | 2.9
2025-09 | PJM | Ocracoke Hybrid | 6377 | 1 | North Carolina El Member Corp | Petroleum Liquids | 35.1094 | -75.9797 | 3
2025-09 | PJM | Ocracoke Hybrid | 6377 | BAT | North Carolina El Member Corp | Batteries | 35.1094 | -75.9797 | 1
2025-09 | ISNE | Dwight | 6378 | DW2 | Central Rivers Power MA, LLC | Conventional Hydroelectric | 42.1495 | -72.6109 | 0.4
2025-09 | ISNE | Dwight | 6378 | DW3 | Central Rivers Power MA, LLC | Conventional Hydroelectric | 42.1495 | -72.6109 | 0.4
2025-09 | ISNE | Dwight | 6378 | DW4 | Central Rivers Power MA, LLC | Conventional Hydroelectric | 42.1495 | -72.6109 | 0.4
2025-09 | ISNE | Indian Orchard | 6379 | IO3 | Central Rivers Power MA, LLC | Conventional Hydroelectric | 42.161 | -72.5076 | 1.5
2025-09 | ISNE | Indian Orchard | 6379 | IO4 | Central Rivers Power MA, LLC | Conventional Hydroelectric | 42.161 | -72.5076 | 2.2
2025-09 | ISNE | Turners Falls | 6388 | 1 | FirstLight Power Resources, Inc. - MA | Conventional Hydroelectric | 42.608 | -72.5615 | 1.4
2025-09 | ISNE | Turners Falls | 6388 | 2 | FirstLight Power Resources, Inc. - MA | Conventional Hydroelectric | 42.608 | -72.5615 | 0.4
2025-09 | ISNE | Turners Falls | 6388 | 3 | FirstLight Power Resources, Inc. - MA | Conventional Hydroelectric | 42.608 | -72.5615 | 1.3
2025-09 | ISNE | Turners Falls | 6388 | 5 | FirstLight Power Resources, Inc. - MA | Conventional Hydroelectric | 42.608 | -72.5615 | 1.3
2025-09 | ISNE | Turners Falls | 6388 | 7 | FirstLight Power Resources, Inc. - MA | Conventional Hydroelectric | 42.608 | -72.5615 | 1.3
2025-09 | PJM | Tangier | 6390 | 5 | A & N Electric Coop | Petroleum Liquids | 37.8277 | -75.9915 | 1.2
2025-09 | PJM | Tangier | 6390 | 6 | A & N Electric Coop | Petroleum Liquids | 37.8277 | -75.9915 | 1.2
2025-09 | PJM | Smith Island | 6391 | 2 | A & N Electric Coop | Petroleum Liquids | 37.9955 | -76.0389 | 0.5
2025-09 | PJM | Smith Island | 6391 | 4 | A & N Electric Coop | Petroleum Liquids | 37.9955 | -76.0389 | 1
2025-09 | ERCO | Falcon Dam & Power | 6410 | 1 | International Bound & Wtr Comm | Conventional Hydroelectric | 26.5575 | -99.1642 | 10.5
2025-09 | ERCO | Falcon Dam & Power | 6410 | 2 | International Bound & Wtr Comm | Conventional Hydroelectric | 26.5575 | -99.1642 | 10.5
2025-09 | ERCO | Falcon Dam & Power | 6410 | 3 | International Bound & Wtr Comm | Conventional Hydroelectric | 26.5575 | -99.1642 | 10.5
2025-09 | MISO | Sam Rayburn Dam | 6413 | 1 | USACE-Fort Worth District | Conventional Hydroelectric | 31.0609 | -94.1062 | 26
2025-09 | MISO | Sam Rayburn Dam | 6413 | 2 | USACE-Fort Worth District | Conventional Hydroelectric | 31.0609 | -94.1062 | 26
2025-09 | ERCO | Whitney | 6414 | 1 | USACE-Fort Worth District | Conventional Hydroelectric | 31.8694 | -97.3667 | 20.9
2025-09 | ERCO | Whitney | 6414 | 2 | USACE-Fort Worth District | Conventional Hydroelectric | 31.8694 | -97.3667 | 20.9
2025-09 | SWPP | Broken Bow Dam | 6415 | 1 | USCE-Tulsa District | Conventional Hydroelectric | 34.1388 | -94.6845 | 50
2025-09 | SWPP | Broken Bow Dam | 6415 | 2 | USCE-Tulsa District | Conventional Hydroelectric | 34.1388 | -94.6845 | 50
2025-09 | ERCO | Denison | 6416 | 1 | USCE-Tulsa District | Conventional Hydroelectric | 33.8181 | -96.5692 | 53.5
2025-09 | ERCO | Denison | 6416 | 2 | USCE-Tulsa District | Conventional Hydroelectric | 33.8181 | -96.5692 | 50.8
2025-09 | CISO | Azusa | 6449 | 1 | City of Pasadena - (CA) | Conventional Hydroelectric | 34.1548 | -117.9093 | 3
2025-09 | ISNE | Proctor | 6450 | 1 | Green Mountain Power Corp | Conventional Hydroelectric | 43.6628 | -73.034 | 1.6
2025-09 | ISNE | Proctor | 6450 | 2 | Green Mountain Power Corp | Conventional Hydroelectric | 43.6628 | -73.034 | 0.8
2025-09 | ISNE | Proctor | 6450 | 3 | Green Mountain Power Corp | Conventional Hydroelectric | 43.6628 | -73.034 | 0.8
2025-09 | ISNE | Proctor | 6450 | 4 | Green Mountain Power Corp | Conventional Hydroelectric | 43.6628 | -73.034 | 0.8
2025-09 | ISNE | Proctor | 6450 | 5 | Green Mountain Power Corp | Conventional Hydroelectric | 43.6628 | -73.034 | 2.9
2025-09 | ISNE | Beldens | 6451 | 1 | Green Mountain Power Corp | Conventional Hydroelectric | 44.0525 | -73.1762 | 0.8
2025-09 | ISNE | Beldens | 6451 | 2 | Green Mountain Power Corp | Conventional Hydroelectric | 44.0525 | -73.1762 | 0.8
2025-09 | ISNE | Beldens | 6451 | HC3 | Green Mountain Power Corp | Conventional Hydroelectric | 44.0525 | -73.1762 | 4.1
2025-09 | ISNE | Carver Falls | 6456 | 1 | Green Mountain Power Corp | Conventional Hydroelectric | 43.6262 | -73.3073 | 1.3
2025-09 | ISNE | Carver Falls | 6456 | 2 | Green Mountain Power Corp | Conventional Hydroelectric | 43.6262 | -73.3073 | 0.6
2025-09 | MISO | River Bend | 6462 | 1 | Entergy Louisiana LLC | Nuclear | 30.757 | -91.3327 | 1035.9
2025-09 | MISO | Ames GT | 6463 | GT1 | City of Ames - (IA) | Petroleum Liquids | 42.0272 | -93.5828 | 21.3
2025-09 | MISO | Ames GT | 6463 | GT2 | City of Ames - (IA) | Petroleum Liquids | 42.0272 | -93.5828 | 57.4
2025-09 | SWPP | Antelope Valley | 6469 | 1 | Basin Electric Power Coop | Conventional Steam Coal | 47.3705 | -101.8357 | 477
2025-09 | SWPP | Antelope Valley | 6469 | 2 | Basin Electric Power Coop | Conventional Steam Coal | 47.3705 | -101.8357 | 477
2025-09 | ISNE | Gorge 18 | 6475 | 1 | Green Mountain Power Corp | Conventional Hydroelectric | 44.49 | -73.1693 | 3
2025-09 | ISNE | Mcindoes | 6483 | GEN1 | Great River Hydro, LLC | Conventional Hydroelectric | 44.2603 | -72.0592 | 2.6
2025-09 | ISNE | Mcindoes | 6483 | GEN2 | Great River Hydro, LLC | Conventional Hydroelectric | 44.2603 | -72.0592 | 2.6
2025-09 | ISNE | Mcindoes | 6483 | GEN3 | Great River Hydro, LLC | Conventional Hydroelectric | 44.2603 | -72.0592 | 2.6
2025-09 | ISNE | Mcindoes | 6483 | GEN4 | Great River Hydro, LLC | Conventional Hydroelectric | 44.2603 | -72.0592 | 2.6
2025-09 | NYIS | Mill C | 6486 | 1 | New York State Elec & Gas Corp | Conventional Hydroelectric | 44.6967 | -73.6122 | 1
2025-09 | NYIS | Mill C | 6486 | 3 | New York State Elec & Gas Corp | Conventional Hydroelectric | 44.6967 | -73.6122 | 3.8
2025-09 | ISNE | Vergennes 9 | 6519 | 1 | Green Mountain Power Corp | Conventional Hydroelectric | 44.1664 | -73.2575 | 0.7
2025-09 | ISNE | Vergennes 9 | 6519 | 2 | Green Mountain Power Corp | Conventional Hydroelectric | 44.1664 | -73.2575 | 0.7
2025-09 | ISNE | Vergennes 9 | 6519 | 4 | Green Mountain Power Corp | Conventional Hydroelectric | 44.1664 | -73.2575 | 1
2025-09 | ISNE | Waterbury 22 | 6520 | 1 | Green Mountain Power Corp | Conventional Hydroelectric | 44.3813 | -72.7677 | 5.5
2025-09 | PJM | Yards Creek Energy | 6522 | 1 | Yards Creek Energy | Hydroelectric Pumped Storage | 41.0006 | -75.0314 | 151
2025-09 | PJM | Yards Creek Energy | 6522 | 2 | Yards Creek Energy | Hydroelectric Pumped Storage | 41.0006 | -75.0314 | 151
2025-09 | PJM | Yards Creek Energy | 6522 | 3 | Yards Creek Energy | Hydroelectric Pumped Storage | 41.0006 | -75.0314 | 151
2025-09 | NYIS | Rainbow Falls Auscble | 6526 | 2 | New York State Elec & Gas Corp | Conventional Hydroelectric | 44.5236 | -73.4617 | 1.3
2025-09 | NYIS | E J West | 6527 | 1 | Erie Boulevard Hydropower LP | Conventional Hydroelectric | 43.3189 | -73.9208 | 11
2025-09 | NYIS | E J West | 6527 | 2 | Erie Boulevard Hydropower LP | Conventional Hydroelectric | 43.3189 | -73.9208 | 11
2025-09 | ISNE | Searsburg | 6529 | GEN1 | Great River Hydro, LLC | Conventional Hydroelectric | 42.8708 | -72.9273 | 4
2025-09 | PJM | Dam No. 4 Hydro Station | 6543 | 1 | Eagle Creek Renewable Energy, LLC | Conventional Hydroelectric | 39.4931 | -77.8269 | 0.5
2025-09 | PJM | Dam No. 4 Hydro Station | 6543 | 2 | Eagle Creek Renewable Energy, LLC | Conventional Hydroelectric | 39.4931 | -77.8269 | 0.5
2025-09 | PJM | Dam No. 4 Hydro Station | 6543 | 3 | Eagle Creek Renewable Energy, LLC | Conventional Hydroelectric | 39.4931 | -77.8269 | 0.9
2025-09 | PJM | Dam No. 5 Hydro Station | 6544 | 1 | Eagle Creek Renewable Energy, LLC | Conventional Hydroelectric | 39.605 | -77.9231 | 0.5
2025-09 | PJM | Dam No. 5 Hydro Station | 6544 | 2 | Eagle Creek Renewable Energy, LLC | Conventional Hydroelectric | 39.605 | -77.9231 | 0.5
2025-09 | PJM | Millville Hydro Station | 6546 | 1 | Eagle Creek Renewable Energy, LLC | Conventional Hydroelectric | 39.2731 | -77.7844 | 0.8
2025-09 | PJM | Millville Hydro Station | 6546 | 2 | Eagle Creek Renewable Energy, LLC | Conventional Hydroelectric | 39.2731 | -77.7844 | 1
2025-09 | PJM | Millville Hydro Station | 6546 | 3 | Eagle Creek Renewable Energy, LLC | Conventional Hydroelectric | 39.2731 | -77.7844 | 1
2025-09 | MISO | Waverly Municipal Electric North Plant | 6554 | 10 | Waverly Municipal Elec Utility | Petroleum Liquids | 42.7317 | -92.4711 | 7
2025-09 | MISO | Waverly Municipal Electric North Plant | 6554 | 17 | Waverly Municipal Elec Utility | Petroleum Liquids | 42.7317 | -92.4711 | 1.8
2025-09 | MISO | Waverly Municipal Electric North Plant | 6554 | 18 | Waverly Municipal Elec Utility | Petroleum Liquids | 42.7317 | -92.4711 | 1.8
2025-09 | MISO | Waverly Municipal Electric North Plant | 6554 | 19 | Waverly Municipal Elec Utility | Petroleum Liquids | 42.7317 | -92.4711 | 1.8
2025-09 | MISO | Waverly Municipal Electric North Plant | 6554 | 20 | Waverly Municipal Elec Utility | Petroleum Liquids | 42.7317 | -92.4711 | 1.8
2025-09 | MISO | Waverly Municipal Electric North Plant | 6554 | 7 | Waverly Municipal Elec Utility | Natural Gas Internal Combustion Engine | 42.7317 | -92.4711 | 3.5
2025-09 | MISO | Waverly Municipal Electric North Plant | 6554 | 8 | Waverly Municipal Elec Utility | Natural Gas Internal Combustion Engine | 42.7317 | -92.4711 | 3.7
2025-09 | MISO | Waverly Municipal Electric North Plant | 6554 | 9 | Waverly Municipal Elec Utility | Natural Gas Internal Combustion Engine | 42.7317 | -92.4711 | 3.7
2025-09 | MISO | D G Hunter | 6558 | 10 | City of Alexandria - (LA) | Natural Gas Internal Combustion Engine | 31.3207 | -92.4613 | 9.3
2025-09 | MISO | D G Hunter | 6558 | 11 | City of Alexandria - (LA) | Natural Gas Internal Combustion Engine | 31.3207 | -92.4613 | 9.3
2025-09 | MISO | D G Hunter | 6558 | 5 | City of Alexandria - (LA) | Natural Gas Internal Combustion Engine | 31.3207 | -92.4613 | 9.3
2025-09 | MISO | D G Hunter | 6558 | 6 | City of Alexandria - (LA) | Natural Gas Internal Combustion Engine | 31.3207 | -92.4613 | 9.3
2025-09 | MISO | D G Hunter | 6558 | 7 | City of Alexandria - (LA) | Natural Gas Internal Combustion Engine | 31.3207 | -92.4613 | 9.3
2025-09 | MISO | D G Hunter | 6558 | 8 | City of Alexandria - (LA) | Natural Gas Internal Combustion Engine | 31.3207 | -92.4613 | 9.3
2025-09 | MISO | D G Hunter | 6558 | 9 | City of Alexandria - (LA) | Natural Gas Internal Combustion Engine | 31.3207 | -92.4613 | 9.3
2025-09 | PJM | London | 6560 | 1 | Appalachian Power Co | Conventional Hydroelectric | 38.1944 | -81.3706 | 4.8
2025-09 | PJM | London | 6560 | 2 | Appalachian Power Co | Conventional Hydroelectric | 38.1944 | -81.3706 | 4.8
2025-09 | PJM | London | 6560 | 3 | Appalachian Power Co | Conventional Hydroelectric | 38.1944 | -81.3706 | 4.8
2025-09 | PJM | Marmet | 6561 | 1 | Appalachian Power Co | Conventional Hydroelectric | 38.2526 | -81.5695 | 4.8
2025-09 | PJM | Marmet | 6561 | 2 | Appalachian Power Co | Conventional Hydroelectric | 38.2526 | -81.5695 | 4.8
2025-09 | PJM | Marmet | 6561 | 3 | Appalachian Power Co | Conventional Hydroelectric | 38.2526 | -81.5695 | 4.8
2025-09 | PJM | Winfield | 6562 | 1 | Appalachian Power Co | Conventional Hydroelectric | 38.5274 | -81.9139 | 14.7
2025-09 | PJM | Winfield | 6562 | 2 | Appalachian Power Co | Conventional Hydroelectric | 38.5274 | -81.9139 | 4.9
2025-09 | PJM | Winfield | 6562 | 3 | Appalachian Power Co | Conventional Hydroelectric | 38.5274 | -81.9139 | 4.9
2025-09 | PJM | Berlin | 6565 | 1A | Town of Berlin - (MD) | Petroleum Liquids | 38.3278 | -75.2172 | 1.1
2025-09 | PJM | Berlin | 6565 | 5A | Town of Berlin - (MD) | Petroleum Liquids | 38.3278 | -75.2172 | 2.5
2025-09 | PJM | Berlin | 6565 | 8A | Town of Berlin - (MD) | Natural Gas Internal Combustion Engine | 38.3278 | -75.2172 | 2
2025-09 | SWPP | Johnson | 6579 | CAT8 | City of Johnson - (KS) | Petroleum Liquids | 37.5669 | -101.7511 | 3
2025-09 | SWPP | Johnson | 6579 | CAT9 | City of Johnson - (KS) | Petroleum Liquids | 37.5669 | -101.7511 | 3
2025-09 | ISNE | Wilkins Station | 6586 | 1 | Town of Marblehead - (MA) | Petroleum Liquids | 42.5131 | -70.8583 | 2.7
2025-09 | ISNE | Wilkins Station | 6586 | 2 | Town of Marblehead - (MA) | Petroleum Liquids | 42.5131 | -70.8583 | 2.7
2025-09 | MISO | Toledo Bend | 6595 | 1 | Entergy Texas Inc. | Conventional Hydroelectric | 31.1735 | -93.5659 | 40.5
2025-09 | MISO | Toledo Bend | 6595 | 2 | Entergy Texas Inc. | Conventional Hydroelectric | 31.1735 | -93.5659 | 40.5
2025-09 | ISNE | Highgate Falls | 6618 | 1 | Village of Swanton - (VT) | Conventional Hydroelectric | 44.9336 | -73.0511 | 1.1
2025-09 | ISNE | Highgate Falls | 6618 | 2 | Village of Swanton - (VT) | Conventional Hydroelectric | 44.9336 | -73.0511 | 1
2025-09 | ISNE | Highgate Falls | 6618 | 3 | Village of Swanton - (VT) | Conventional Hydroelectric | 44.9336 | -73.0511 | 3.2
2025-09 | ISNE | Highgate Falls | 6618 | 4 | Village of Swanton - (VT) | Conventional Hydroelectric | 44.9336 | -73.0511 | 5.8
2025-09 | ISNE | Highgate Falls | 6618 | 5 | Village of Swanton - (VT) | Conventional Hydroelectric | 44.9336 | -73.0511 | 0.5
2025-09 | SWPP | Gavins Point | 6624 | 1 | USACE-Omaha | Conventional Hydroelectric | 42.8488 | -97.4815 | 44.1
2025-09 | SWPP | Gavins Point | 6624 | 2 | USACE-Omaha | Conventional Hydroelectric | 42.8488 | -97.4815 | 44.1
2025-09 | SWPP | Gavins Point | 6624 | 3 | USACE-Omaha | Conventional Hydroelectric | 42.8488 | -97.4815 | 44.1
2025-09 | ISNE | A L Pierce | 6635 | 4 | MPH AL Pierce, LLC | Natural Gas Fired Combustion Turbine | 41.4482 | -72.8349 | 84
2025-09 | PJM | Lake Lynn Hydro Station | 6636 | 1 | Eagle Creek Renewable Energy, LLC | Conventional Hydroelectric | 39.7203 | -79.8561 | 12.8
2025-09 | PJM | Lake Lynn Hydro Station | 6636 | 2 | Eagle Creek Renewable Energy, LLC | Conventional Hydroelectric | 39.7203 | -79.8561 | 12.8
2025-09 | PJM | Lake Lynn Hydro Station | 6636 | 3 | Eagle Creek Renewable Energy, LLC | Conventional Hydroelectric | 39.7203 | -79.8561 | 12.8
2025-09 | PJM | Lake Lynn Hydro Station | 6636 | 4 | Eagle Creek Renewable Energy, LLC | Conventional Hydroelectric | 39.7203 | -79.8561 | 12.8
2025-09 | MISO | R D Green | 6639 | 1 | Big Rivers Electric Corp | Natural Gas Steam Turbine | 37.6461 | -87.5 | 293
2025-09 | MISO | R D Green | 6639 | 2 | Big Rivers Electric Corp | Natural Gas Steam Turbine | 37.6461 | -87.5 | 293
2025-09 | MISO | Independence Steam Electric Station | 6641 | 1 | Entergy Arkansas LLC | Conventional Steam Coal | 35.6784 | -91.4088 | 900
2025-09 | MISO | Independence Steam Electric Station | 6641 | 2 | Entergy Arkansas LLC | Conventional Steam Coal | 35.6784 | -91.4088 | 900
2025-09 | CISO | Lake Mathews | 6644 | 1 | Metropolitan Water District of S CA | Conventional Hydroelectric | 33.8553 | -117.4537 | 4.9
2025-09 | CISO | Foothill Feeder | 6645 | 1 | Metropolitan Water District of S CA | Conventional Hydroelectric | 34.5148 | -118.6092 | 4.5
2025-09 | CISO | Foothill Feeder | 6645 | 2 | Metropolitan Water District of S CA | Conventional Hydroelectric | 34.5148 | -118.6092 | 4.5
2025-09 | CISO | San Dimas | 6646 | 1 | Metropolitan Water District of S CA | Conventional Hydroelectric | 34.1275 | -117.7958 | 9.9
2025-09 | CISO | Yorba Linda | 6647 | 1 | Metropolitan Water District of S CA | Conventional Hydroelectric | 33.9117 | -117.8192 | 5.1
2025-09 | MISO | Mexico | 6650 | 1 | Union Electric Co - (MO) | Petroleum Liquids | 39.1481 | -91.8306 | 60.7
2025-09 | MISO | Moberly | 6651 | 1 | Union Electric Co - (MO) | Petroleum Liquids | 39.4244 | -92.4837 | 60.6
2025-09 | MISO | Moreau | 6652 | 1 | Union Electric Co - (MO) | Petroleum Liquids | 38.5557 | -92.1023 | 60.8
2025-09 | MISO | Louisa | 6664 | 1 | MidAmerican Energy Co | Conventional Steam Coal | 41.3181 | -91.0931 | 811.9
2025-09 | CISO | Pebbly Beach Generating Station Hybrid | 6704 | 10 | Southern California Edison Co | Petroleum Liquids | 33.3331 | -118.3103 | 1.1
2025-09 | CISO | Pebbly Beach Generating Station Hybrid | 6704 | 12 | Southern California Edison Co | Petroleum Liquids | 33.3331 | -118.3103 | 1.6
2025-09 | CISO | Pebbly Beach Generating Station Hybrid | 6704 | 14 | Southern California Edison Co | Petroleum Liquids | 33.3331 | -118.3103 | 1.4
2025-09 | CISO | Pebbly Beach Generating Station Hybrid | 6704 | 15 | Southern California Edison Co | Petroleum Liquids | 33.3331 | -118.3103 | 2.8
2025-09 | CISO | Pebbly Beach Generating Station Hybrid | 6704 | 7 | Southern California Edison Co | Petroleum Liquids | 33.3331 | -118.3103 | 1
2025-09 | CISO | Pebbly Beach Generating Station Hybrid | 6704 | 8 | Southern California Edison Co | Petroleum Liquids | 33.3331 | -118.3103 | 1.5
2025-09 | CISO | Pebbly Beach Generating Station Hybrid | 6704 | MT01 | Southern California Edison Co | Petroleum Liquids | 33.3331 | -118.3103 | 0.1
2025-09 | CISO | Pebbly Beach Generating Station Hybrid | 6704 | MT02 | Southern California Edison Co | Petroleum Liquids | 33.3331 | -118.3103 | 0.1
2025-09 | CISO | Pebbly Beach Generating Station Hybrid | 6704 | MT04 | Southern California Edison Co | Petroleum Liquids | 33.3331 | -118.3103 | 0.1
2025-09 | CISO | Pebbly Beach Generating Station Hybrid | 6704 | MT05 | Southern California Edison Co | Petroleum Liquids | 33.3331 | -118.3103 | 0.1
2025-09 | CISO | Pebbly Beach Generating Station Hybrid | 6704 | MT07 | Southern California Edison Co | Petroleum Liquids | 33.3331 | -118.3103 | 0.1
2025-09 | CISO | Pebbly Beach Generating Station Hybrid | 6704 | MT08 | Southern California Edison Co | Petroleum Liquids | 33.3331 | -118.3103 | 0.1
2025-09 | CISO | Pebbly Beach Generating Station Hybrid | 6704 | MT09 | Southern California Edison Co | Petroleum Liquids | 33.3331 | -118.3103 | 0.1
2025-09 | CISO | Pebbly Beach Generating Station Hybrid | 6704 | MT10 | Southern California Edison Co | Petroleum Liquids | 33.3331 | -118.3103 | 0.1
2025-09 | CISO | Pebbly Beach Generating Station Hybrid | 6704 | MT11 | Southern California Edison Co | Petroleum Liquids | 33.3331 | -118.3103 | 0.1
2025-09 | CISO | Pebbly Beach Generating Station Hybrid | 6704 | MT14 | Southern California Edison Co | Petroleum Liquids | 33.3331 | -118.3103 | 0.1
2025-09 | CISO | Pebbly Beach Generating Station Hybrid | 6704 | MT15 | Southern California Edison Co | Petroleum Liquids | 33.3331 | -118.3103 | 0.1
2025-09 | CISO | Pebbly Beach Generating Station Hybrid | 6704 | MT17 | Southern California Edison Co | Petroleum Liquids | 33.3331 | -118.3103 | 0.1
2025-09 | CISO | Pebbly Beach Generating Station Hybrid | 6704 | MT19 | Southern California Edison Co | Petroleum Liquids | 33.3331 | -118.3103 | 0.1
2025-09 | CISO | Pebbly Beach Generating Station Hybrid | 6704 | MT20 | Southern California Edison Co | Petroleum Liquids | 33.3331 | -118.3103 | 0.1
2025-09 | CISO | Pebbly Beach Generating Station Hybrid | 6704 | MT21 | Southern California Edison Co | Petroleum Liquids | 33.3331 | -118.3103 | 0.1
2025-09 | CISO | Pebbly Beach Generating Station Hybrid | 6704 | MT23 | Southern California Edison Co | Petroleum Liquids | 33.3331 | -118.3103 | 0.1
2025-09 | CISO | Pebbly Beach Generating Station Hybrid | 6704 | MT24 | Southern California Edison Co | Petroleum Liquids | 33.3331 | -118.3103 | 0.1
2025-09 | CISO | Pebbly Beach Generating Station Hybrid | 6704 | MT25 | Southern California Edison Co | Petroleum Liquids | 33.3331 | -118.3103 | 0.1
2025-09 | MISO | Warrick | 6705 | 1 | AGC Division of APGI Inc | Conventional Steam Coal | 37.915 | -87.3328 | 166.6
2025-09 | MISO | Warrick | 6705 | 3 | AGC Division of APGI Inc | Conventional Steam Coal | 37.915 | -87.3328 | 166.6
2025-09 | MISO | Warrick | 6705 | 4 | AGC Division of APGI Inc | Conventional Steam Coal | 37.915 | -87.3328 | 323
2025-09 | MISO | Rock Lake CT | 6741 | 1 | Great River Energy | Petroleum Liquids | 45.8054 | -92.9718 | 25
2025-09 | SWPP | Hugo | 6772 | 1 | Western Farmers Elec Coop, Inc | Conventional Steam Coal | 34.0158 | -95.3206 | 446
2025-09 | SWPP | Augusta Electric Plant No 2 | 6791 | 1 | City of Augusta - (KS) | Natural Gas Internal Combustion Engine | 37.6861 | -96.965 | 4
2025-09 | SWPP | Augusta Electric Plant No 2 | 6791 | 2 | City of Augusta - (KS) | Natural Gas Internal Combustion Engine | 37.6861 | -96.965 | 4
2025-09 | SWPP | Augusta Electric Plant No 2 | 6791 | 3 | City of Augusta - (KS) | Natural Gas Internal Combustion Engine | 37.6861 | -96.965 | 6
2025-09 | SWPP | Augusta Electric Plant No 2 | 6791 | 4 | City of Augusta - (KS) | Natural Gas Internal Combustion Engine | 37.6861 | -96.965 | 6.7
2025-09 | MISO | D B Wilson | 6823 | 1 | Big Rivers Electric Corp | Conventional Steam Coal | 37.4497 | -87.0806 | 509.4
2025-09 | MISO | St Bonifacius | 6824 | 1 | Great River Energy | Petroleum Liquids | 44.905 | -93.8208 | 61.2
2025-09 | SWPP | Hugoton 2 | 7011 | 10 | City of Hugoton - (KS) | Petroleum Liquids | 37.1642 | -101.3401 | 4.3
2025-09 | SWPP | Hugoton 2 | 7011 | 11 | City of Hugoton - (KS) | Petroleum Liquids | 37.1642 | -101.3401 | 2.5
2025-09 | SWPP | Hugoton 2 | 7011 | 12 | City of Hugoton - (KS) | Petroleum Liquids | 37.1642 | -101.3401 | 3
2025-09 | SWPP | Hugoton 2 | 7011 | 13 | City of Hugoton - (KS) | Natural Gas Internal Combustion Engine | 37.1642 | -101.3401 | 0.8
2025-09 | SWPP | Hugoton 2 | 7011 | 7 | City of Hugoton - (KS) | Petroleum Liquids | 37.1642 | -101.3401 | 2.3
2025-09 | SWPP | Hugoton 2 | 7011 | 8 | City of Hugoton - (KS) | Petroleum Liquids | 37.1642 | -101.3401 | 2
2025-09 | SWPP | Hugoton 2 | 7011 | 9A | City of Hugoton - (KS) | Petroleum Liquids | 37.1642 | -101.3401 | 4.3
2025-09 | SWPP | East 12th Street | 7013 | 4 | City of Winfield - (KS) | Natural Gas Steam Turbine | 37.2367 | -96.9625 | 26.5
2025-09 | SWPP | East 12th Street | 7013 | 5 | City of Winfield - (KS) | Petroleum Liquids | 37.2367 | -96.9625 | 1.6
2025-09 | SWPP | Chanute 3 | 7018 | 10 | City of Chanute | Natural Gas Internal Combustion Engine | 37.6376 | -95.4704 | 7.6
2025-09 | SWPP | Chanute 3 | 7018 | 11 | City of Chanute | Natural Gas Internal Combustion Engine | 37.6376 | -95.4704 | 7.6
2025-09 | SWPP | Chanute 3 | 7018 | 12 | City of Chanute | Petroleum Liquids | 37.6376 | -95.4704 | 6
2025-09 | SWPP | Chanute 3 | 7018 | 13 | City of Chanute | Petroleum Liquids | 37.6376 | -95.4704 | 6
2025-09 | SWPP | Chanute 3 | 7018 | 9 | City of Chanute | Natural Gas Internal Combustion Engine | 37.6376 | -95.4704 | 7.6
2025-09 | ERCO | Major Oak Power | 7030 | 1 | Major Oak Power, LLC | Conventional Steam Coal | 31.0919 | -96.695 | 174.6
2025-09 | ERCO | Major Oak Power | 7030 | 2 | Major Oak Power, LLC | Conventional Steam Coal | 31.0919 | -96.695 | 174.6
2025-09 | PJM | Gravel Neck | 7032 | 1 | Virginia Electric & Power Co | Petroleum Liquids | 37.1575 | -76.6911 | 16.3
2025-09 | PJM | Gravel Neck | 7032 | 2 | Virginia Electric & Power Co | Petroleum Liquids | 37.1575 | -76.6911 | 23.8
2025-09 | PJM | Gravel Neck | 7032 | 3 | Virginia Electric & Power Co | Natural Gas Fired Combustion Turbine | 37.1575 | -76.6911 | 91.9
2025-09 | PJM | Gravel Neck | 7032 | 4 | Virginia Electric & Power Co | Natural Gas Fired Combustion Turbine | 37.1575 | -76.6911 | 91.9
2025-09 | PJM | Gravel Neck | 7032 | 5 | Virginia Electric & Power Co | Natural Gas Fired Combustion Turbine | 37.1575 | -76.6911 | 91.9
2025-09 | PJM | Gravel Neck | 7032 | 6 | Virginia Electric & Power Co | Natural Gas Fired Combustion Turbine | 37.1575 | -76.6911 | 91.9
2025-09 | SWPP | Ellis Hydro | 7040 | 1 | Arkansas Electric Coop Corp | Conventional Hydroelectric | 35.3514 | -94.2943 | 10.8
2025-09 | SWPP | Ellis Hydro | 7040 | 2 | Arkansas Electric Coop Corp | Conventional Hydroelectric | 35.3514 | -94.2943 | 10.8
2025-09 | SWPP | Ellis Hydro | 7040 | 3 | Arkansas Electric Coop Corp | Conventional Hydroelectric | 35.3514 | -94.2943 | 10.8
2025-09 | ISNE | Wrightsville Hydro Plant | 7051 | 1 | Washington Electric Coop - (VT) | Conventional Hydroelectric | 44.3097 | -72.5753 | 0.1
2025-09 | ISNE | Wrightsville Hydro Plant | 7051 | 2 | Washington Electric Coop - (VT) | Conventional Hydroelectric | 44.3097 | -72.5753 | 0.3
2025-09 | ISNE | Wrightsville Hydro Plant | 7051 | 3 | Washington Electric Coop - (VT) | Conventional Hydroelectric | 44.3097 | -72.5753 | 0.6
2025-09 | ISNE | Bolton Falls | 7056 | 1 | Green Mountain Power Corp | Conventional Hydroelectric | 44.3594 | -72.8167 | 4.4
2025-09 | ISNE | Bolton Falls | 7056 | 2 | Green Mountain Power Corp | Conventional Hydroelectric | 44.3594 | -72.8167 | 4.4
2025-09 | MISO | Solon Diesel | 7058 | 1 | Dahlberg Light & Power Co | Petroleum Liquids | 46.359 | -91.8236 | 1
2025-09 | MISO | Solon Diesel | 7058 | 2 | Dahlberg Light & Power Co | Petroleum Liquids | 46.359 | -91.8236 | 1
2025-09 | MISO | Solon Diesel | 7058 | 3 | Dahlberg Light & Power Co | Petroleum Liquids | 46.359 | -91.8236 | 1
2025-09 | MISO | Solon Diesel | 7058 | 4 | Dahlberg Light & Power Co | Petroleum Liquids | 46.359 | -91.8236 | 1
2025-09 | MISO | Solon Diesel | 7058 | 5 | Dahlberg Light & Power Co | Petroleum Liquids | 46.359 | -91.8236 | 1
2025-09 | MISO | Solon Diesel | 7058 | 6 | Dahlberg Light & Power Co | Petroleum Liquids | 46.359 | -91.8236 | 1
2025-09 | MISO | Solon Diesel | 7058 | 7 | Dahlberg Light & Power Co | Petroleum Liquids | 46.359 | -91.8236 | 1
2025-09 | MISO | Solon Diesel | 7058 | 8 | Dahlberg Light & Power Co | Petroleum Liquids | 46.359 | -91.8236 | 1
2025-09 | MISO | Sibley No Two | 7060 | 4 | City of Sibley - (IA) | Petroleum Liquids | 43.3969 | -95.7497 | 1.1
2025-09 | CISO | Mojave Siphon | 7072 | 1 | California Dept. of Water Resources | Conventional Hydroelectric | 34.3074 | -117.3235 | 10.9
2025-09 | CISO | Mojave Siphon | 7072 | 2 | California Dept. of Water Resources | Conventional Hydroelectric | 34.3074 | -117.3235 | 10.9
2025-09 | CISO | Mojave Siphon | 7072 | 3 | California Dept. of Water Resources | Conventional Hydroelectric | 34.3074 | -117.3235 | 10.9
2025-09 | ERCO | J K Spruce | 7097 | 1 | City of San Antonio - (TX) | Conventional Steam Coal | 29.3097 | -98.3203 | 566
2025-09 | ERCO | J K Spruce | 7097 | 2 | City of San Antonio - (TX) | Conventional Steam Coal | 29.3097 | -98.3203 | 922.5
2025-09 | MISO | Hoist | 7115 | 2 | Upper Peninsula Power Company | Conventional Hydroelectric | 46.5628 | -87.5686 | 1.4
2025-09 | MISO | Hoist | 7115 | 3 | Upper Peninsula Power Company | Conventional Hydroelectric | 46.5628 | -87.5686 | 2
2025-09 | MISO | McClure Dam | 7116 | 1 | Upper Peninsula Power Company | Conventional Hydroelectric | 46.5717 | -87.4764 | 4
2025-09 | MISO | McClure Dam | 7116 | 2 | Upper Peninsula Power Company | Conventional Hydroelectric | 46.5717 | -87.4764 | 4
2025-09 | MISO | Cataract (MI) | 7118 | 1 | Cataract Hydro, LLC | Conventional Hydroelectric | 46.3156 | -87.5128 | 2
2025-09 | MISO | Gladstone | 7119 | 1 | Upper Peninsula Power Company | Petroleum Liquids | 45.8475 | -87.0036 | 22.6
2025-09 | PJM | William F Matson Generating Station | 7128 | 1 | Allegheny Electric Coop Inc | Conventional Hydroelectric | 40.4329 | -78.0029 | 7
2025-09 | PJM | William F Matson Generating Station | 7128 | 2 | Allegheny Electric Coop Inc | Conventional Hydroelectric | 40.4329 | -78.0029 | 14.7
2025-09 | CISO | Thermalito Diverson Dam | 7129 | TD1 | California Dept. of Water Resources | Conventional Hydroelectric | 39.5287 | -121.5464 | 3.4
2025-09 | MISO | Whillock | 7135 | 1 | Arkansas Electric Coop Corp | Conventional Hydroelectric | 35.1276 | -92.7903 | 10.8
2025-09 | MISO | Whillock | 7135 | 2 | Arkansas Electric Coop Corp | Conventional Hydroelectric | 35.1276 | -92.7903 | 10.8
2025-09 | MISO | Whillock | 7135 | 3 | Arkansas Electric Coop Corp | Conventional Hydroelectric | 35.1276 | -92.7903 | 10.8
2025-09 | PJM | Forked River | 7138 | 1 | Forked River Power, LLC | Natural Gas Fired Combustion Turbine | 39.8154 | -74.2098 | 38.4
2025-09 | PJM | Forked River | 7138 | 2 | Forked River Power, LLC | Natural Gas Fired Combustion Turbine | 39.8154 | -74.2098 | 38.4
2025-09 | MISO | Pleasant Hill | 7145 | 1 | MidAmerican Energy Co | Natural Gas Fired Combustion Turbine | 41.5572 | -93.5242 | 41.4
2025-09 | MISO | Pleasant Hill | 7145 | 2 | MidAmerican Energy Co | Natural Gas Fired Combustion Turbine | 41.5572 | -93.5242 | 41.4
2025-09 | MISO | Pleasant Hill | 7145 | 3 | MidAmerican Energy Co | Natural Gas Fired Combustion Turbine | 41.5572 | -93.5242 | 97
2025-09 | NYIS | Wading River | 7146 | 02 | National Grid Generation LLC | Petroleum Liquids | 40.9569 | -72.8774 | 79.5
2025-09 | NYIS | Wading River | 7146 | 03 | National Grid Generation LLC | Petroleum Liquids | 40.9569 | -72.8774 | 79.5
2025-09 | NYIS | Wading River | 7146 | 1 | National Grid Generation LLC | Petroleum Liquids | 40.9569 | -72.8774 | 79.5
2025-09 | CISO | Mill Creek 3 | 7147 | 3 | Southern California Edison Co | Conventional Hydroelectric | 34.088 | -117.0395 | 1
2025-09 | CISO | Mill Creek 3 | 7147 | 4 | Southern California Edison Co | Conventional Hydroelectric | 34.088 | -117.0395 | 1
2025-09 | CISO | Mill Creek 3 | 7147 | 5 | Southern California Edison Co | Conventional Hydroelectric | 34.088 | -117.0395 | 1
2025-09 | CISO | Stony Gorge | 7151 | 1 | City of Santa Clara - (CA) | Conventional Hydroelectric | 39.5869 | -122.5332 | 2.5
2025-09 | CISO | Stony Gorge | 7151 | 2 | City of Santa Clara - (CA) | Conventional Hydroelectric | 39.5869 | -122.5332 | 2.5
2025-09 | PJM | Hay Road | 7153 | HR1 | Calpine Mid-Atlantic Generation LLC | Natural Gas Fired Combined Cycle | 39.7436 | -75.5072 | 103.5
2025-09 | PJM | Hay Road | 7153 | HR2 | Calpine Mid-Atlantic Generation LLC | Natural Gas Fired Combined Cycle | 39.7436 | -75.5072 | 103.5
2025-09 | PJM | Hay Road | 7153 | HR3 | Calpine Mid-Atlantic Generation LLC | Natural Gas Fired Combined Cycle | 39.7436 | -75.5072 | 122
2025-09 | PJM | Hay Road | 7153 | HR4 | Calpine Mid-Atlantic Generation LLC | Natural Gas Fired Combined Cycle | 39.7436 | -75.5072 | 207
2025-09 | PJM | Hay Road | 7153 | HR5 | Calpine Mid-Atlantic Generation LLC | Natural Gas Fired Combined Cycle | 39.7436 | -75.5072 | 122.4
2025-09 | PJM | Hay Road | 7153 | HR6 | Calpine Mid-Atlantic Generation LLC | Natural Gas Fired Combined Cycle | 39.7436 | -75.5072 | 122.4
2025-09 | PJM | Hay Road | 7153 | HR7 | Calpine Mid-Atlantic Generation LLC | Natural Gas Fired Combined Cycle | 39.7436 | -75.5072 | 122.4
2025-09 | PJM | Hay Road | 7153 | HR8 | Calpine Mid-Atlantic Generation LLC | Natural Gas Fired Combined Cycle | 39.7436 | -75.5072 | 195
2025-09 | MISO | Lime Creek | 7155 | 1 | Interstate Power and Light Co | Petroleum Liquids | 43.2481 | -93.205 | 45.1
2025-09 | MISO | Lime Creek | 7155 | 2 | Interstate Power and Light Co | Petroleum Liquids | 43.2481 | -93.205 | 45.1
2025-09 | PJM | Woodsdale | 7158 | GT1 | Duke Energy Kentucky Inc | Natural Gas Fired Combustion Turbine | 39.4492 | -84.4611 | 95.3
2025-09 | PJM | Woodsdale | 7158 | GT2 | Duke Energy Kentucky Inc | Natural Gas Fired Combustion Turbine | 39.4492 | -84.4611 | 95.3
2025-09 | PJM | Woodsdale | 7158 | GT3 | Duke Energy Kentucky Inc | Natural Gas Fired Combustion Turbine | 39.4492 | -84.4611 | 95.3
2025-09 | PJM | Woodsdale | 7158 | GT4 | Duke Energy Kentucky Inc | Natural Gas Fired Combustion Turbine | 39.4492 | -84.4611 | 95.3
2025-09 | PJM | Woodsdale | 7158 | GT5 | Duke Energy Kentucky Inc | Natural Gas Fired Combustion Turbine | 39.4492 | -84.4611 | 95.3
2025-09 | PJM | Woodsdale | 7158 | GT6 | Duke Energy Kentucky Inc | Natural Gas Fired Combustion Turbine | 39.4492 | -84.4611 | 95.3
2025-09 | MISO | Concord | 7159 | 1 | Wisconsin Electric Power Co | Natural Gas Fired Combustion Turbine | 43.1669 | -88.69 | 95.4
2025-09 | MISO | Concord | 7159 | 2 | Wisconsin Electric Power Co | Natural Gas Fired Combustion Turbine | 43.1669 | -88.69 | 95.4
2025-09 | MISO | Concord | 7159 | 3 | Wisconsin Electric Power Co | Natural Gas Fired Combustion Turbine | 43.1669 | -88.69 | 95.4
2025-09 | MISO | Concord | 7159 | 4 | Wisconsin Electric Power Co | Natural Gas Fired Combustion Turbine | 43.1669 | -88.69 | 95.4
2025-09 | MISO | Murray | 7166 | 1 | City of North Little Rock - (AR) | Conventional Hydroelectric | 34.7956 | -92.3569 | 22.7
2025-09 | MISO | Murray | 7166 | 2 | City of North Little Rock - (AR) | Conventional Hydroelectric | 34.7956 | -92.3569 | 22.7
2025-09 | MISO | South Fond Du Lac | 7203 | CT1 | Wisconsin Power & Light Co | Natural Gas Fired Combustion Turbine | 43.7353 | -88.4967 | 95.4
2025-09 | MISO | South Fond Du Lac | 7203 | CT2 | Wisconsin Power & Light Co | Natural Gas Fired Combustion Turbine | 43.7353 | -88.4967 | 95.4
2025-09 | MISO | South Fond Du Lac | 7203 | CT3 | Wisconsin Power & Light Co | Natural Gas Fired Combustion Turbine | 43.7353 | -88.4967 | 95.4
2025-09 | MISO | South Fond Du Lac | 7203 | CT4 | Wisconsin Power & Light Co | Natural Gas Fired Combustion Turbine | 43.7353 | -88.4967 | 95.4
2025-09 | PJM | Darbytown | 7212 | 1 | Virginia Electric & Power Co | Natural Gas Fired Combustion Turbine | 37.4982 | -77.3685 | 92.1
2025-09 | PJM | Darbytown | 7212 | 2 | Virginia Electric & Power Co | Natural Gas Fired Combustion Turbine | 37.4982 | -77.3685 | 92.1
2025-09 | PJM | Darbytown | 7212 | 3 | Virginia Electric & Power Co | Natural Gas Fired Combustion Turbine | 37.4982 | -77.3685 | 92.1
2025-09 | PJM | Darbytown | 7212 | 4 | Virginia Electric & Power Co | Natural Gas Fired Combustion Turbine | 37.4982 | -77.3685 | 92.1
2025-09 | PJM | Clover | 7213 | 1 | Virginia Electric & Power Co | Conventional Steam Coal | 36.869 | -78.704 | 424
2025-09 | PJM | Clover | 7213 | 2 | Virginia Electric & Power Co | Conventional Steam Coal | 36.869 | -78.704 | 424
2025-09 | CISO | Black Butte | 7229 | 1 | City of Santa Clara - (CA) | Conventional Hydroelectric | 39.8149 | -122.3323 | 6.1
2025-09 | CISO | Gianera | 7231 | 1 | City of Santa Clara - (CA) | Natural Gas Fired Combustion Turbine | 37.401 | -121.9687 | 32.3
2025-09 | CISO | Gianera | 7231 | 2 | City of Santa Clara - (CA) | Natural Gas Fired Combustion Turbine | 37.401 | -121.9687 | 32.3
2025-09 | MISO | Angus Anson | 7237 | 1 | Northern States Power Co - Minnesota | Natural Gas Fired Combustion Turbine | 43.6035 | -96.6356 | 119.7
2025-09 | MISO | Angus Anson | 7237 | 2 | Northern States Power Co - Minnesota | Natural Gas Fired Combustion Turbine | 43.6035 | -96.6356 | 119.7
2025-09 | MISO | Angus Anson | 7237 | 4 | Northern States Power Co - Minnesota | Natural Gas Fired Combustion Turbine | 43.6035 | -96.6356 | 166.3
2025-09 | MISO | Dam 2 | 7246 | 1 | Arkansas Electric Coop Corp | Conventional Hydroelectric | 33.9865 | -91.3158 | 34.2
2025-09 | MISO | Dam 2 | 7246 | 2 | Arkansas Electric Coop Corp | Conventional Hydroelectric | 33.9865 | -91.3158 | 34.2
2025-09 | MISO | Dam 2 | 7246 | 3 | Arkansas Electric Coop Corp | Conventional Hydroelectric | 33.9865 | -91.3158 | 34.2
2025-09 | SWPP | Watertown Power Plant | 7247 | 1 | Missouri Basin Muni Power Agny | Petroleum Liquids | 44.9017 | -97.1083 | 67.5
2025-09 | MISO | 491 E 48th Street | 7268 | 7 | City of Holland | Natural Gas Fired Combustion Turbine | 42.7553 | -86.0853 | 39.1
2025-09 | MISO | 491 E 48th Street | 7268 | 8 | City of Holland | Natural Gas Fired Combustion Turbine | 42.7553 | -86.0853 | 39.1
2025-09 | MISO | 491 E 48th Street | 7268 | 9 | City of Holland | Natural Gas Fired Combustion Turbine | 42.7553 | -86.0853 | 83.5
2025-09 | MISO | Paris (WI) | 7270 | 1 | Wisconsin Electric Power Co | Natural Gas Fired Combustion Turbine | 42.6658 | -88.0131 | 95.4
2025-09 | MISO | Paris (WI) | 7270 | 2 | Wisconsin Electric Power Co | Natural Gas Fired Combustion Turbine | 42.6658 | -88.0131 | 95.4
2025-09 | MISO | Paris (WI) | 7270 | 3 | Wisconsin Electric Power Co | Natural Gas Fired Combustion Turbine | 42.6658 | -88.0131 | 95.4
2025-09 | MISO | Paris (WI) | 7270 | 4 | Wisconsin Electric Power Co | Natural Gas Fired Combustion Turbine | 42.6658 | -88.0131 | 95.4
2025-09 | SWPP | Gardner Energy Center | 7281 | CT1 | City of Gardner - (KS) | Natural Gas Fired Combustion Turbine | 38.8308 | -94.8903 | 19.6
2025-09 | SWPP | Gardner Energy Center | 7281 | CT2 | City of Gardner - (KS) | Natural Gas Fired Combustion Turbine | 38.8308 | -94.8903 | 19.6
2025-09 | PJM | Sherman Avenue | 7288 | SEHR | Calpine New Jersey Generation LLC | Natural Gas Fired Combustion Turbine | 39.451 | -75.0578 | 112.8
2025-09 | SWPP | State Line Combined Cycle | 7296 | 1 | Empire District Electric Co | Natural Gas Fired Combustion Turbine | 37.0659 | -94.614 | 123
2025-09 | SWPP | State Line Combined Cycle | 7296 | 2-1 | Empire District Electric Co | Natural Gas Fired Combined Cycle | 37.0659 | -94.614 | 181
2025-09 | SWPP | State Line Combined Cycle | 7296 | 2-2 | Empire District Electric Co | Natural Gas Fired Combined Cycle | 37.0659 | -94.614 | 180
2025-09 | SWPP | State Line Combined Cycle | 7296 | 2-3 | Empire District Electric Co | Natural Gas Fired Combined Cycle | 37.0659 | -94.614 | 206.5
2025-09 | NYIS | Richard M Flynn | 7314 | NA1 | New York Power Authority | Natural Gas Fired Combined Cycle | 40.8158 | -73.064 | 110
2025-09 | NYIS | Richard M Flynn | 7314 | NA2 | New York Power Authority | Natural Gas Fired Combined Cycle | 40.8158 | -73.064 | 60
2025-09 | PJM | Van Sant Station | 7318 | 1 | NAES Corporation - (DE) | Natural Gas Fired Combustion Turbine | 39.145 | -75.5482 | 45.1
2025-09 | ERCO | San Jacinto Steam Electric Station | 7325 | 1 | NRG Texas Power LLC | Natural Gas Fired Combustion Turbine | 29.6948 | -95.0406 | 88.2
2025-09 | ERCO | San Jacinto Steam Electric Station | 7325 | 2 | NRG Texas Power LLC | Natural Gas Fired Combustion Turbine | 29.6948 | -95.0406 | 88.2
2025-09 | PJM | Richmond | 7335 | RCT1 | Indiana Municipal Power Agency | Natural Gas Fired Combustion Turbine | 39.8396 | -84.9657 | 41.4
2025-09 | PJM | Richmond | 7335 | RCT2 | Indiana Municipal Power Agency | Natural Gas Fired Combustion Turbine | 39.8396 | -84.9657 | 41.4
2025-09 | PJM | Anderson | 7336 | ACT1 | Indiana Municipal Power Agency | Natural Gas Fired Combustion Turbine | 40.0529 | -85.7389 | 41.4
2025-09 | PJM | Anderson | 7336 | ACT2 | Indiana Municipal Power Agency | Natural Gas Fired Combustion Turbine | 40.0529 | -85.7389 | 41.4
2025-09 | PJM | Anderson | 7336 | ACT3 | Indiana Municipal Power Agency | Natural Gas Fired Combustion Turbine | 40.0529 | -85.7389 | 85.9
2025-09 | CISO | Grizzly | 7338 | NA1 | City of Santa Clara - (CA) | Conventional Hydroelectric | 39.8893 | -121.2792 | 22
2025-09 | SWPP | Wellington 2 | 7339 | 6 | City of Wellington - (KS) | Natural Gas Fired Combustion Turbine | 37.2678 | -97.3497 | 20
2025-09 | MISO | George Neal South | 7343 | 4 | MidAmerican Energy Co | Conventional Steam Coal | 42.3006 | -96.3617 | 695.9
2025-09 | CISO | Geothermal 1 | 7368 | 1 | Northern California Power Agny | Geothermal | 38.752 | -122.7195 | 55
2025-09 | CISO | Geothermal 1 | 7368 | 2 | Northern California Power Agny | Geothermal | 38.752 | -122.7195 | 55
2025-09 | CISO | Geothermal 2 | 7369 | 3 | Northern California Power Agny | Geothermal | 38.7492 | -122.7117 | 55
2025-09 | CISO | Geothermal 2 | 7369 | 4 | Northern California Power Agny | Geothermal | 38.7492 | -122.7117 | 55
2025-09 | ISNE | Searsburg Wind Turbine | 7381 | 1 | Green Mountain Power Corp | Onshore Wind Turbine | 42.8625 | -72.9628 | 6
2025-09 | SWPP | Poplar Bluff Generating Station | 7392 | 1 | City of Poplar Bluff - (MO) | Natural Gas Internal Combustion Engine | 36.7597 | -90.3903 | 7
2025-09 | SWPP | Poplar Bluff Generating Station | 7392 | 2 | City of Poplar Bluff - (MO) | Natural Gas Internal Combustion Engine | 36.7597 | -90.3903 | 7
2025-09 | SWPP | Poplar Bluff Generating Station | 7392 | 3 | City of Poplar Bluff - (MO) | Natural Gas Internal Combustion Engine | 36.7597 | -90.3903 | 6.7
2025-09 | SWPP | Poplar Bluff Generating Station | 7392 | 4 | City of Poplar Bluff - (MO) | Natural Gas Internal Combustion Engine | 36.7597 | -90.3903 | 6.7
2025-09 | SWPP | Poplar Bluff Generating Station | 7392 | 5 | City of Poplar Bluff - (MO) | Natural Gas Internal Combustion Engine | 36.7597 | -90.3903 | 6.7
2025-09 | ISNE | Front Street | 7396 | 1 | City of Chicopee - (MA) | Petroleum Liquids | 42.1483 | -72.5911 | 2.7
2025-09 | ISNE | Front Street | 7396 | 2 | City of Chicopee - (MA) | Petroleum Liquids | 42.1483 | -72.5911 | 2.7
2025-09 | ISNE | Front Street | 7396 | 3 | City of Chicopee - (MA) | Petroleum Liquids | 42.1483 | -72.5911 | 2.7
2025-09 | PJM | Falling Spring | 7397 | 5 | Borough of Chambersburg | Natural Gas Internal Combustion Engine | 39.9389 | -77.6583 | 2
2025-09 | PJM | Falling Spring | 7397 | 6 | Borough of Chambersburg | Natural Gas Internal Combustion Engine | 39.9389 | -77.6583 | 2
2025-09 | PJM | Falling Spring | 7397 | 7 | Borough of Chambersburg | Natural Gas Internal Combustion Engine | 39.9389 | -77.6583 | 3.2
2025-09 | MISO | Water Street Station | 7398 | GEN1 | City of Bay City - (MI) | Natural Gas Internal Combustion Engine | 43.5828 | -83.8967 | 5.7
2025-09 | MISO | Water Street Station | 7398 | GEN2 | City of Bay City - (MI) | Natural Gas Internal Combustion Engine | 43.5828 | -83.8967 | 6.9
2025-09 | MISO | Henry Station | 7399 | GEN3 | City of Bay City - (MI) | Natural Gas Internal Combustion Engine | 43.5951 | -83.8999 | 7.7
2025-09 | MISO | Henry Station | 7399 | GEN4 | City of Bay City - (MI) | Natural Gas Internal Combustion Engine | 43.5951 | -83.8999 | 7.7
2025-09 | SWPP | Salisbury City of | 7400 | 1 | City of Salisbury - (MO) | Petroleum Liquids | 39.4236 | -92.8028 | 1
2025-09 | SWPP | Salisbury City of | 7400 | 2 | City of Salisbury - (MO) | Petroleum Liquids | 39.4236 | -92.8028 | 1
2025-09 | SWPP | Salisbury City of | 7400 | 3 | City of Salisbury - (MO) | Petroleum Liquids | 39.4236 | -92.8028 | 2.2
2025-09 | SWPP | Salisbury City of | 7400 | 4 | City of Salisbury - (MO) | Petroleum Liquids | 39.4236 | -92.8028 | 2.2
2025-09 | MISO | Lakefield Utilities | 7415 | 5 | City of Lakefield - (MN) | Petroleum Liquids | 43.6742 | -95.1706 | 1.2
2025-09 | MISO | Lakefield Utilities | 7415 | 6 | City of Lakefield - (MN) | Petroleum Liquids | 43.6742 | -95.1706 | 2.2
2025-09 | MISO | Interstate | 7425 | 1 | City of Springfield - (IL) | Natural Gas Fired Combustion Turbine | 39.8233 | -89.5891 | 138.6
2025-09 | PJM | Edenton Generators | 7429 | 2 | Town of Edenton - (NC) | Petroleum Liquids | 36.0286 | -76.5719 | 1.2
2025-09 | PJM | Edenton Generators | 7429 | 3 | Town of Edenton - (NC) | Petroleum Liquids | 36.0286 | -76.5719 | 1.2
2025-09 | SWPP | Oxford (KS) | 7432 | 1A | City of Oxford - (KS) | Petroleum Liquids | 37.2758 | -97.1636 | 1.7
2025-09 | SWPP | Oxford (KS) | 7432 | 2A | City of Oxford - (KS) | Petroleum Liquids | 37.2758 | -97.1636 | 1.7
2025-09 | SWPP | Oxford (KS) | 7432 | 3A | City of Oxford - (KS) | Petroleum Liquids | 37.2758 | -97.1636 | 1.7
2025-09 | PJM | Church Street Plant | 7438 | C3A | City of Manassas - (VA) | Petroleum Liquids | 38.7523 | -77.4629 | 1.1
2025-09 | PJM | Church Street Plant | 7438 | C5 | City of Manassas - (VA) | Petroleum Liquids | 38.7523 | -77.4629 | 1.6
2025-09 | PJM | Church Street Plant | 7438 | C6 | City of Manassas - (VA) | Petroleum Liquids | 38.7523 | -77.4629 | 1.6
2025-09 | PJM | Godwin Drive Plant | 7439 | C10 | City of Manassas - (VA) | Petroleum Liquids | 38.7405 | -77.5081 | 1.5
2025-09 | PJM | Godwin Drive Plant | 7439 | C7 | City of Manassas - (VA) | Petroleum Liquids | 38.7405 | -77.5081 | 1.6
2025-09 | PJM | Godwin Drive Plant | 7439 | C8 | City of Manassas - (VA) | Petroleum Liquids | 38.7405 | -77.5081 | 1.6
2025-09 | PJM | Godwin Drive Plant | 7439 | C9 | City of Manassas - (VA) | Petroleum Liquids | 38.7405 | -77.5081 | 1.6
2025-09 | PJM | VMEA 1 Credit Gen | 7440 | V10 | City of Manassas - (VA) | Petroleum Liquids | 38.7405 | -77.5081 | 1.6
2025-09 | PJM | VMEA 1 Credit Gen | 7440 | V3 | City of Manassas - (VA) | Petroleum Liquids | 38.7405 | -77.5081 | 1.6
2025-09 | PJM | VMEA 1 Credit Gen | 7440 | V4 | City of Manassas - (VA) | Petroleum Liquids | 38.7405 | -77.5081 | 1.6
2025-09 | PJM | VMEA 1 Credit Gen | 7440 | V5 | City of Manassas - (VA) | Petroleum Liquids | 38.7405 | -77.5081 | 1.6
2025-09 | PJM | VMEA 1 Credit Gen | 7440 | V6 | City of Manassas - (VA) | Petroleum Liquids | 38.7405 | -77.5081 | 1.6
2025-09 | PJM | VMEA 1 Credit Gen | 7440 | V7 | City of Manassas - (VA) | Petroleum Liquids | 38.7405 | -77.5081 | 1.6
2025-09 | PJM | VMEA 1 Credit Gen | 7440 | V8 | City of Manassas - (VA) | Petroleum Liquids | 38.7405 | -77.5081 | 1.6
2025-09 | PJM | VMEA 1 Credit Gen | 7440 | V9-1 | City of Manassas - (VA) | Petroleum Liquids | 38.7405 | -77.5081 | 2
2025-09 | PJM | VMEA Peaking Gen | 7441 | V1 | City of Manassas - (VA) | Petroleum Liquids | 38.7405 | -77.5081 | 1.6
2025-09 | PJM | VMEA Peaking Gen | 7441 | V11 | City of Manassas - (VA) | Petroleum Liquids | 38.7405 | -77.5081 | 1.6
2025-09 | PJM | VMEA Peaking Gen | 7441 | V12 | City of Manassas - (VA) | Petroleum Liquids | 38.7405 | -77.5081 | 1.6
2025-09 | PJM | VMEA Peaking Gen | 7441 | V2 | City of Manassas - (VA) | Petroleum Liquids | 38.7405 | -77.5081 | 1.6
2025-09 | SWPP | Pratt 2 | 7447 | IC2 | City of Pratt- (KS) | Natural Gas Internal Combustion Engine | 37.6356 | -98.745 | 8
2025-09 | SWPP | Pratt 2 | 7447 | IC3 | City of Pratt- (KS) | Natural Gas Internal Combustion Engine | 37.6356 | -98.745 | 8
2025-09 | CISO | Combustion Turbine Project No 2 | 7449 | NA1 | Northern California Power Agny | Natural Gas Fired Combustion Turbine | 38.0881 | -121.3869 | 50
2025-09 | CISO | Alameda | 7450 | 1 | Northern California Power Agny | Natural Gas Fired Combustion Turbine | 37.7886 | -122.2889 | 27.4
2025-09 | CISO | Alameda | 7450 | 2 | Northern California Power Agny | Natural Gas Fired Combustion Turbine | 37.7886 | -122.2889 | 27.4
2025-09 | CISO | Lodi | 7451 | 1 | Northern California Power Agny | Natural Gas Fired Combustion Turbine | 38.1466 | -121.3005 | 27.4
2025-09 | SWPP | Madison Utilities | 7469 | FM1 | City of Madison - (NE) | Petroleum Liquids | 41.8298 | -97.4563 | 2
2025-09 | SWPP | Madison Utilities | 7469 | FM2 | City of Madison - (NE) | Petroleum Liquids | 41.8298 | -97.4563 | 1.3
2025-09 | SWPP | Madison Utilities | 7469 | FM3 | City of Madison - (NE) | Petroleum Liquids | 41.8298 | -97.4563 | 1.1
2025-09 | SWPP | Madison Utilities | 7469 | FM5 | City of Madison - (NE) | Petroleum Liquids | 41.8298 | -97.4563 | 1.4
2025-09 | MISO | Marceline | 7470 | 1 | City of Marceline - (MO) | Petroleum Liquids | 39.7169 | -92.9458 | 1
2025-09 | MISO | Marceline | 7470 | 2 | City of Marceline - (MO) | Petroleum Liquids | 39.7169 | -92.9458 | 3
2025-09 | MISO | Marceline | 7470 | 5 | City of Marceline - (MO) | Petroleum Liquids | 39.7169 | -92.9458 | 2
2025-09 | MISO | Marceline | 7470 | 6 | City of Marceline - (MO) | Petroleum Liquids | 39.7169 | -92.9458 | 2
2025-09 | MISO | Upper Sterling | 7474 | 1 | City of Rock Falls - (IL) | Conventional Hydroelectric | 41.7871 | -89.6775 | 1.1
2025-09 | MISO | Upper Sterling | 7474 | 2 | City of Rock Falls - (IL) | Conventional Hydroelectric | 41.7871 | -89.6775 | 1.1
2025-09 | SWPP | City Light & Water | 7481 | 1 | City of Blue Hill - (NE) | Petroleum Liquids | 40.328 | -98.4503 | 0.9
2025-09 | SWPP | City Light & Water | 7481 | 2 | City of Blue Hill - (NE) | Petroleum Liquids | 40.328 | -98.4503 | 0.4
2025-09 | CISO | Lake Mendocino | 7489 | G1 | City of Ukiah - (CA) | Conventional Hydroelectric | 39.1972 | -123.1856 | 1
2025-09 | CISO | Lake Mendocino | 7489 | G2 | City of Ukiah - (CA) | Conventional Hydroelectric | 39.1972 | -123.1856 | 2.5
2025-09 | MISO | Croswell | 7497 | 1 | City of Croswell - (MI) | Petroleum Liquids | 43.2719 | -82.6139 | 0.6
2025-09 | MISO | Croswell | 7497 | 2 | City of Croswell - (MI) | Petroleum Liquids | 43.2719 | -82.6139 | 0.7
2025-09 | MISO | Croswell | 7497 | 3 | City of Croswell - (MI) | Petroleum Liquids | 43.2719 | -82.6139 | 1.2
2025-09 | MISO | Croswell | 7497 | 4 | City of Croswell - (MI) | Petroleum Liquids | 43.2719 | -82.6139 | 1.3
2025-09 | MISO | Croswell | 7497 | 5 | City of Croswell - (MI) | Petroleum Liquids | 43.2719 | -82.6139 | 1.3
2025-09 | ISNE | Princeton Wind Farm | 7501 | 2 | Town of Princeton - (MA) | Onshore Wind Turbine | 42.4789 | -71.9 | 3
2025-09 | CISO | Deadwood Creek | 7507 | 1 | Hydro Sierra Energy, LLC | Conventional Hydroelectric | 39.53 | -121.0958 | 2
2025-09 | ERCO | Arthur Von Rosenberg | 7512 | 1 | City of San Antonio - (TX) | Natural Gas Fired Combined Cycle | 29.257 | -98.384 | 187.5
2025-09 | ERCO | Arthur Von Rosenberg | 7512 | 2 | City of San Antonio - (TX) | Natural Gas Fired Combined Cycle | 29.257 | -98.384 | 187.5
2025-09 | ERCO | Arthur Von Rosenberg | 7512 | 3 | City of San Antonio - (TX) | Natural Gas Fired Combined Cycle | 29.257 | -98.384 | 200
2025-09 | SWPP | McPherson 3 | 7515 | NA1 | City of McPherson - (KS) | Natural Gas Fired Combustion Turbine | 38.3893 | -97.6111 | 115.6
2025-09 | CISO | Solano Wind | 7526 | 2 | Sacramento Municipal Util Dist | Onshore Wind Turbine | 38.1164 | -121.769 | 24
2025-09 | CISO | Solano Wind | 7526 | 2B | Sacramento Municipal Util Dist | Onshore Wind Turbine | 38.1164 | -121.769 | 63
2025-09 | CISO | Solano Wind | 7526 | 3 | Sacramento Municipal Util Dist | Onshore Wind Turbine | 38.1164 | -121.769 | 128
2025-09 | CISO | Solano Wind | 7526 | 4 | Sacramento Municipal Util Dist | Onshore Wind Turbine | 38.1164 | -121.769 | 85.5
2025-09 | SWPP | Kaw Hydro | 7545 | 1 | Oklahoma Municipal Power Authority | Conventional Hydroelectric | 36.6994 | -96.9278 | 37
2025-09 | SWPP | Ponca City | 7546 | 1 | Oklahoma Municipal Power Authority | Natural Gas Fired Combined Cycle | 36.7198 | -97.0858 | 19.8
2025-09 | SWPP | Ponca City | 7546 | 3 | Oklahoma Municipal Power Authority | Natural Gas Fired Combined Cycle | 36.7198 | -97.0858 | 54
2025-09 | SWPP | Ponca City | 7546 | 4 | Oklahoma Municipal Power Authority | Natural Gas Fired Combustion Turbine | 36.7198 | -97.0858 | 60.5
2025-09 | SWPP | Nebraska City # 2 | 7555 | 11 | City of Nebraska City | Natural Gas Internal Combustion Engine | 40.6661 | -95.8683 | 4.5
2025-09 | SWPP | Nebraska City # 2 | 7555 | 12 | City of Nebraska City | Natural Gas Internal Combustion Engine | 40.6661 | -95.8683 | 4.5
2025-09 | SWPP | Nebraska City # 2 | 7555 | 13 | City of Nebraska City | Petroleum Liquids | 40.6661 | -95.8683 | 4.5
2025-09 | MISO | State Farm | 7556 | 1 | State Farm Insurance | Petroleum Liquids | 40.4535 | -88.9605 | 1.7
2025-09 | MISO | State Farm | 7556 | 2 | State Farm Insurance | Petroleum Liquids | 40.4535 | -88.9605 | 1.7
2025-09 | MISO | State Farm | 7556 | 3 | State Farm Insurance | Petroleum Liquids | 40.4535 | -88.9605 | 1.7
2025-09 | NYIS | Talcville | 7583 | 2 | Erie Boulevard Hydropower LP | Conventional Hydroelectric | 44.3083 | -75.3083 | 0.1
2025-09 | MISO | Panora | 7584 | 1 | City of Panora - (IA) | Petroleum Liquids | 41.6947 | -94.3676 | 1.5
2025-09 | MISO | Panora | 7584 | 2 | City of Panora - (IA) | Petroleum Liquids | 41.6947 | -94.3676 | 1
2025-09 | MISO | Panora | 7584 | 3 | City of Panora - (IA) | Petroleum Liquids | 41.6947 | -94.3676 | 2
2025-09 | PJM | Belleville Dam | 7594 | 1 | American Mun Power-Ohio, Inc | Conventional Hydroelectric | 39.1192 | -81.7375 | 21
2025-09 | PJM | Belleville Dam | 7594 | 2 | American Mun Power-Ohio, Inc | Conventional Hydroelectric | 39.1192 | -81.7375 | 21
2025-09 | PJM | Prospect Municipal | 7603 | 1 | American Mun Power-Ohio, Inc | Petroleum Liquids | 40.4411 | -83.1883 | 1.8
2025-09 | CISO | Monticello Dam | 7646 | 1 | Solano Irrigation District | Conventional Hydroelectric | 38.5131 | -122.1044 | 5
2025-09 | CISO | Monticello Dam | 7646 | 2 | Solano Irrigation District | Conventional Hydroelectric | 38.5131 | -122.1044 | 5
2025-09 | CISO | Monticello Dam | 7646 | 3 | Solano Irrigation District | Conventional Hydroelectric | 38.5131 | -122.1044 | 1.5
2025-09 | PJM | Auglaize Hydro | 7657 | 1 | City of Bryan - (OH) | Conventional Hydroelectric | 41.2372 | -84.3998 | 0.7
2025-09 | PJM | Auglaize Hydro | 7657 | 2A | City of Bryan - (OH) | Conventional Hydroelectric | 41.2372 | -84.3998 | 0.9
2025-09 | PJM | Auglaize Hydro | 7657 | 4 | City of Bryan - (OH) | Conventional Hydroelectric | 41.2372 | -84.3998 | 0.5
2025-09 | PJM | Auglaize Hydro | 7657 | 5 | City of Bryan - (OH) | Conventional Hydroelectric | 41.2372 | -84.3998 | 0.5
2025-09 | PJM | Auglaize Hydro | 7657 | 6 | City of Bryan - (OH) | Conventional Hydroelectric | 41.2372 | -84.3998 | 0.1
2025-09 | MISO | South Plant (IA) | 7758 | 1 | Waverly Municipal Elec Utility | Petroleum Liquids | 42.7317 | -92.4711 | 2
2025-09 | MISO | South Plant (IA) | 7758 | 2 | Waverly Municipal Elec Utility | Petroleum Liquids | 42.7317 | -92.4711 | 2
2025-09 | MISO | South Plant (IA) | 7758 | 3 | Waverly Municipal Elec Utility | Petroleum Liquids | 42.7317 | -92.4711 | 2
2025-09 | MISO | South Plant (IA) | 7758 | 4 | Waverly Municipal Elec Utility | Petroleum Liquids | 42.7317 | -92.4711 | 2
2025-09 | MISO | South Plant (IA) | 7758 | 5 | Waverly Municipal Elec Utility | Petroleum Liquids | 42.7317 | -92.4711 | 2
2025-09 | MISO | South Plant (IA) | 7758 | 6 | Waverly Municipal Elec Utility | Petroleum Liquids | 42.7317 | -92.4711 | 2
2025-09 | MISO | Georgetown | 7759 | GT1 | AES Indiana | Natural Gas Fired Combustion Turbine | 39.9026 | -86.2441 | 85
2025-09 | MISO | Georgetown | 7759 | GT2 | AES Indiana | Natural Gas Fired Combustion Turbine | 39.9026 | -86.2441 | 85
2025-09 | MISO | Georgetown | 7759 | GT3 | AES Indiana | Natural Gas Fired Combustion Turbine | 39.9026 | -86.2441 | 85
2025-09 | MISO | Georgetown | 7759 | GT4 | AES Indiana | Natural Gas Fired Combustion Turbine | 39.9026 | -86.2441 | 85
2025-09 | MISO | Tilton | 7760 | 1 | Tilton Energy LLC | Natural Gas Fired Combustion Turbine | 40.1061 | -87.6538 | 47
2025-09 | MISO | Tilton | 7760 | 2 | Tilton Energy LLC | Natural Gas Fired Combustion Turbine | 40.1061 | -87.6538 | 47
2025-09 | MISO | Tilton | 7760 | 3 | Tilton Energy LLC | Natural Gas Fired Combustion Turbine | 40.1061 | -87.6538 | 47
2025-09 | MISO | Tilton | 7760 | 4 | Tilton Energy LLC | Natural Gas Fired Combustion Turbine | 40.1061 | -87.6538 | 47
2025-09 | MISO | Henry County | 7763 | 1 | Duke Energy Indiana, LLC | Natural Gas Fired Combustion Turbine | 39.9528 | -85.5039 | 60.5
2025-09 | MISO | Henry County | 7763 | 2 | Duke Energy Indiana, LLC | Natural Gas Fired Combustion Turbine | 39.9528 | -85.5039 | 60.5
2025-09 | MISO | Henry County | 7763 | 3 | Duke Energy Indiana, LLC | Natural Gas Fired Combustion Turbine | 39.9528 | -85.5039 | 60.5
2025-09 | SWPP | Erie Energy Center | 7766 | 1 | City of Erie - (KS) | Petroleum Liquids | 37.5742 | -95.2372 | 2.5
2025-09 | SWPP | Erie Energy Center | 7766 | 2 | City of Erie - (KS) | Petroleum Liquids | 37.5742 | -95.2372 | 2.5
2025-09 | SWPP | Erie Energy Center | 7766 | 3 | City of Erie - (KS) | Petroleum Liquids | 37.5742 | -95.2372 | 2.5
2025-09 | SWPP | Erie Energy Center | 7766 | 4 | City of Erie - (KS) | Petroleum Liquids | 37.5742 | -95.2372 | 2.5
2025-09 | SWPP | Erie Energy Center | 7766 | 5 | City of Erie - (KS) | Petroleum Liquids | 37.5742 | -95.2372 | 2.5
2025-09 | SWPP | Erie Energy Center | 7766 | 6 | City of Erie - (KS) | Petroleum Liquids | 37.5742 | -95.2372 | 2.5
2025-09 | SWPP | Erie Energy Center | 7766 | 7 | City of Erie - (KS) | Petroleum Liquids | 37.5742 | -95.2372 | 2.5
2025-09 | SWPP | Erie Energy Center | 7766 | 8 | City of Erie - (KS) | Petroleum Liquids | 37.5742 | -95.2372 | 2.5
2025-09 | SWPP | Springview | 7771 | 3 | Bluestem LLC | Onshore Wind Turbine | 42.8258 | -99.7775 | 1.5
2025-09 | SWPP | Springview | 7771 | 4 | Bluestem LLC | Onshore Wind Turbine | 42.8258 | -99.7775 | 1.5
2025-09 | PJM | Cleveland Peaking | 7774 | 1 | American Mun Power-Ohio, Inc | Petroleum Liquids | 41.5567 | -81.5882 | 1.8
2025-09 | PJM | Cleveland Peaking | 7774 | 2 | American Mun Power-Ohio, Inc | Petroleum Liquids | 41.5567 | -81.5882 | 1.8
2025-09 | PJM | Cleveland Peaking | 7774 | 3 | American Mun Power-Ohio, Inc | Petroleum Liquids | 41.5567 | -81.5882 | 1.8
2025-09 | PJM | Cleveland Peaking | 7774 | 4 | American Mun Power-Ohio, Inc | Petroleum Liquids | 41.5567 | -81.5882 | 1.8
2025-09 | PJM | Cleveland Peaking | 7774 | 5 | American Mun Power-Ohio, Inc | Petroleum Liquids | 41.5567 | -81.5882 | 1.8
2025-09 | PJM | Cleveland Peaking | 7774 | 6 | American Mun Power-Ohio, Inc | Petroleum Liquids | 41.5567 | -81.5882 | 1.8
2025-09 | PJM | Versailles Peaking | 7775 | 1 | American Mun Power-Ohio, Inc | Petroleum Liquids | 40.2247 | -84.4769 | 1.8
2025-09 | PJM | Versailles Peaking | 7775 | 2 | American Mun Power-Ohio, Inc | Petroleum Liquids | 40.2247 | -84.4769 | 1.8
2025-09 | PJM | Versailles Peaking | 7775 | 3 | American Mun Power-Ohio, Inc | Petroleum Liquids | 40.2247 | -84.4769 | 1.8
2025-09 | PJM | Napoleon Peaking | 7776 | 4 | American Mun Power-Ohio, Inc | Petroleum Liquids | 41.4079 | -84.1095 | 1.8
2025-09 | PJM | Napoleon Peaking | 7776 | 5 | American Mun Power-Ohio, Inc | Petroleum Liquids | 41.4079 | -84.1095 | 1.8
2025-09 | PJM | Napoleon Peaking | 7776 | 6 | American Mun Power-Ohio, Inc | Petroleum Liquids | 41.4079 | -84.1095 | 1.8
2025-09 | PJM | Dover Peaking | 7777 | 1 | American Mun Power-Ohio, Inc | Petroleum Liquids | 40.5416 | -81.4985 | 1.8
2025-09 | PJM | Dover Peaking | 7777 | 2 | American Mun Power-Ohio, Inc | Petroleum Liquids | 40.5416 | -81.4985 | 1.8
2025-09 | PJM | Dover Peaking | 7777 | 3 | American Mun Power-Ohio, Inc | Petroleum Liquids | 40.5416 | -81.4985 | 1.8
2025-09 | PJM | Dover Peaking | 7777 | 4 | American Mun Power-Ohio, Inc | Petroleum Liquids | 40.5416 | -81.4985 | 1.8
2025-09 | PJM | Dover Peaking | 7777 | 5 | American Mun Power-Ohio, Inc | Petroleum Liquids | 40.5416 | -81.4985 | 1.8
2025-09 | PJM | Dover Peaking | 7777 | 6 | American Mun Power-Ohio, Inc | Petroleum Liquids | 40.5416 | -81.4985 | 1.8
2025-09 | PJM | Orrville Peaking | 7778 | 1 | American Mun Power-Ohio, Inc | Petroleum Liquids | 40.86 | -81.7586 | 1.8
2025-09 | PJM | Orrville Peaking | 7778 | 2 | American Mun Power-Ohio, Inc | Petroleum Liquids | 40.86 | -81.7586 | 1.8
2025-09 | PJM | Orrville Peaking | 7778 | 3 | American Mun Power-Ohio, Inc | Petroleum Liquids | 40.86 | -81.7586 | 1.8
2025-09 | PJM | Bryan Peaking | 7779 | 1 | American Mun Power-Ohio, Inc | Petroleum Liquids | 41.4609 | -84.527 | 1.8
2025-09 | PJM | Bryan Peaking | 7779 | 2 | American Mun Power-Ohio, Inc | Petroleum Liquids | 41.4609 | -84.527 | 1.8
2025-09 | PJM | Bryan Peaking | 7779 | 3 | American Mun Power-Ohio, Inc | Petroleum Liquids | 41.4609 | -84.527 | 1.8
2025-09 | PJM | Bryan Peaking | 7779 | 4 | American Mun Power-Ohio, Inc | Petroleum Liquids | 41.4609 | -84.527 | 1.8
2025-09 | PJM | Bryan Peaking | 7779 | 5 | American Mun Power-Ohio, Inc | Petroleum Liquids | 41.4609 | -84.527 | 1.8
2025-09 | PJM | Bryan Peaking | 7779 | 6 | American Mun Power-Ohio, Inc | Petroleum Liquids | 41.4609 | -84.527 | 1.8
2025-09 | PJM | Jackson Cntr Peaking | 7780 | 1 | American Mun Power-Ohio, Inc | Petroleum Liquids | 40.4597 | -84.0401 | 1.8
2025-09 | PJM | Hamilton Peaking | 7782 | 1 | American Mun Power-Ohio, Inc | Natural Gas Fired Combustion Turbine | 39.3528 | -84.5183 | 32
2025-09 | PJM | Bowling Green Peaking | 7783 | 1 | American Mun Power-Ohio, Inc | Natural Gas Fired Combustion Turbine | 41.3884 | -83.6402 | 32
2025-09 | NYIS | Allegany Cogen | 7784 | 1 | Allegany Generating Station, LLC | Natural Gas Fired Combined Cycle | 42.5027 | -78.0686 | 42
2025-09 | NYIS | Allegany Cogen | 7784 | 2 | Allegany Generating Station, LLC | Natural Gas Fired Combined Cycle | 42.5027 | -78.0686 | 25
2025-09 | PJM | Montpelier | 7791 | 1 | American Mun Power-Ohio, Inc | Petroleum Liquids | 41.5855 | -84.5794 | 1.8
2025-09 | PJM | Montpelier | 7791 | 2 | American Mun Power-Ohio, Inc | Petroleum Liquids | 41.5855 | -84.5794 | 1.8
2025-09 | PJM | Montpelier | 7791 | 3 | American Mun Power-Ohio, Inc | Petroleum Liquids | 41.5855 | -84.5794 | 1.8
2025-09 | PJM | Montpelier | 7791 | 4 | American Mun Power-Ohio, Inc | Petroleum Liquids | 41.5855 | -84.5794 | 1.8
2025-09 | PJM | Montpelier | 7791 | 5 | American Mun Power-Ohio, Inc | Petroleum Liquids | 41.5855 | -84.5794 | 1.8
2025-09 | PJM | Montpelier | 7791 | 6 | American Mun Power-Ohio, Inc | Petroleum Liquids | 41.5855 | -84.5794 | 1.8
2025-09 | MISO | Custer Energy Center | 7795 | 1 | Manitowoc Public Utilities | Natural Gas Fired Combustion Turbine | 44.0854 | -87.7261 | 24.5
2025-09 | PJM | Dominion/Lo Mar | 7797 | DOM1 | City of Manassas - (VA) | Petroleum Liquids | 38.7443 | -77.4974 | 12
2025-09 | PJM | Dominion/Lo Mar | 7797 | DOM2 | City of Manassas - (VA) | Petroleum Liquids | 38.7443 | -77.4974 | 1.8
2025-09 | PJM | Dominion/Lo Mar | 7797 | LOM1 | City of Manassas - (VA) | Petroleum Liquids | 38.7443 | -77.4974 | 1.8
2025-09 | PJM | Dominion/Lo Mar | 7797 | LOM2 | City of Manassas - (VA) | Petroleum Liquids | 38.7443 | -77.4974 | 1.8
2025-09 | PJM | Dominion/Lo Mar | 7797 | LOM3 | City of Manassas - (VA) | Petroleum Liquids | 38.7443 | -77.4974 | 1.8
2025-09 | PJM | Gateway Gen | 7798 | 1 | City of Manassas - (VA) | Petroleum Liquids | 38.7253 | -77.5097 | 1.8
2025-09 | PJM | Gateway Gen | 7798 | 2 | City of Manassas - (VA) | Petroleum Liquids | 38.7253 | -77.5097 | 1.8
2025-09 | MISO | West Marinette 34 | 7799 | 34 | Madison Gas & Electric Co | Natural Gas Fired Combustion Turbine | 45.0869 | -87.6892 | 83
2025-09 | MISO | Pine Street | 7806 | 7 | Village of Sebewaing - (MI) | Natural Gas Internal Combustion Engine | 43.7402 | -83.45 | 4.4
2025-09 | MISO | Pine Street | 7806 | 8 | Village of Sebewaing - (MI) | Natural Gas Internal Combustion Engine | 43.7402 | -83.45 | 3.3
2025-09 | PJM | Hamilton Hydro | 7807 | 3 | City of Hamilton - (OH) | Conventional Hydroelectric | 39.4128 | -84.5558 | 1.1
2025-09 | PJM | Hamilton Hydro | 7807 | 4 | City of Hamilton - (OH) | Conventional Hydroelectric | 39.4128 | -84.5558 | 1.1
2025-09 | MISO | Argyle | 7810 | 3 | City of Argyle - (WI) | Conventional Hydroelectric | 42.7019 | -89.8697 | 0.1
2025-09 | MISO | Argyle | 7810 | 5 | City of Argyle - (WI) | Petroleum Liquids | 42.7019 | -89.8697 | 2.2
2025-09 | MISO | Alsey | 7818 | 1 | Prairie Power, Inc | Natural Gas Fired Combustion Turbine | 39.5698 | -90.436 | 30
2025-09 | MISO | Alsey | 7818 | 2 | Prairie Power, Inc | Natural Gas Fired Combustion Turbine | 39.5698 | -90.436 | 30
2025-09 | MISO | Alsey | 7818 | 3 | Prairie Power, Inc | Natural Gas Fired Combustion Turbine | 39.5698 | -90.436 | 20
2025-09 | MISO | Alsey | 7818 | 4 | Prairie Power, Inc | Natural Gas Fired Combustion Turbine | 39.5698 | -90.436 | 20
2025-09 | MISO | Alsey | 7818 | 5 | Prairie Power, Inc | Natural Gas Fired Combustion Turbine | 39.5698 | -90.436 | 25
2025-09 | MISO | Alsey | 7818 | 6 | Prairie Power, Inc | Natural Gas Fired Combustion Turbine | 39.5698 | -90.436 | 48
2025-09 | MISO | Big Quinnesec 92 | 7820 | 1 | Wisconsin Electric Power Co | Conventional Hydroelectric | 45.7881 | -88.0408 | 8
2025-09 | MISO | Big Quinnesec 92 | 7820 | 2 | Wisconsin Electric Power Co | Conventional Hydroelectric | 45.7881 | -88.0408 | 8
2025-09 | MISO | Big Quinnesec 61 | 7821 | 4 | Wisconsin Electric Power Co | Conventional Hydroelectric | 45.7883 | -88.0415 | 2.2
2025-09 | MISO | Big Quinnesec 61 | 7821 | 5 | Wisconsin Electric Power Co | Conventional Hydroelectric | 45.7883 | -88.0415 | 2.2
2025-09 | MISO | Kaukauna City Hydro | 7822 | 1 | City of Kaukauna | Conventional Hydroelectric | 44.2746 | -88.3191 | 2.4
2025-09 | MISO | Kaukauna City Hydro | 7822 | 2 | City of Kaukauna | Conventional Hydroelectric | 44.2746 | -88.3191 | 2.4
2025-09 | SWPP | Fulton (AR) | 7825 | 1 | Arkansas Electric Coop Corp | Natural Gas Fired Combustion Turbine | 33.6094 | -93.7924 | 154.8
2025-09 | PJM | Shelby North | 7827 | 1 | American Mun Power-Ohio, Inc | Petroleum Liquids | 40.8969 | -82.6625 | 1.8
2025-09 | PJM | Shelby South | 7828 | 1 | City of Shelby - (OH) | Petroleum Liquids | 40.9089 | -82.6533 | 1.8
2025-09 | MISO | Beaver Island | 7831 | 1 | Great Lakes Energy Coop | Petroleum Liquids | 45.7291 | -85.5244 | 1.2
2025-09 | MISO | Beaver Island | 7831 | 2 | Great Lakes Energy Coop | Petroleum Liquids | 45.7291 | -85.5244 | 1.2
2025-09 | MISO | Beaver Island | 7831 | 3 | Great Lakes Energy Coop | Petroleum Liquids | 45.7291 | -85.5244 | 0.9
2025-09 | PJM | Essential Power Rock Springs LLC | 7835 | 1 | Essential Power Operating Services LLC | Natural Gas Fired Combustion Turbine | 39.719 | -76.1598 | 198.9
2025-09 | PJM | Essential Power Rock Springs LLC | 7835 | 2 | Essential Power Operating Services LLC | Natural Gas Fired Combustion Turbine | 39.719 | -76.1598 | 198.9
2025-09 | PJM | Essential Power Rock Springs LLC | 7835 | 3 | Essential Power Operating Services LLC | Natural Gas Fired Combustion Turbine | 39.719 | -76.1598 | 198.9
2025-09 | PJM | Essential Power Rock Springs LLC | 7835 | 4 | Essential Power Operating Services LLC | Natural Gas Fired Combustion Turbine | 39.719 | -76.1598 | 198.9
2025-09 | PJM | Marsh Run Generation Facility | 7836 | 1 | Old Dominion Electric Coop | Natural Gas Fired Combustion Turbine | 38.5283 | -77.7681 | 198.9
2025-09 | PJM | Marsh Run Generation Facility | 7836 | 2 | Old Dominion Electric Coop | Natural Gas Fired Combustion Turbine | 38.5283 | -77.7681 | 198.9
2025-09 | PJM | Marsh Run Generation Facility | 7836 | 3 | Old Dominion Electric Coop | Natural Gas Fired Combustion Turbine | 38.5283 | -77.7681 | 198.9
2025-09 | PJM | Louisa Generation Facility | 7837 | 1 | Old Dominion Electric Coop | Natural Gas Fired Combustion Turbine | 38.1181 | -78.2139 | 86.7
2025-09 | PJM | Louisa Generation Facility | 7837 | 2 | Old Dominion Electric Coop | Natural Gas Fired Combustion Turbine | 38.1181 | -78.2139 | 86.7
2025-09 | PJM | Louisa Generation Facility | 7837 | 3 | Old Dominion Electric Coop | Natural Gas Fired Combustion Turbine | 38.1181 | -78.2139 | 86.7
2025-09 | PJM | Louisa Generation Facility | 7837 | 4 | Old Dominion Electric Coop | Natural Gas Fired Combustion Turbine | 38.1181 | -78.2139 | 86.7
2025-09 | PJM | Louisa Generation Facility | 7837 | 5 | Old Dominion Electric Coop | Natural Gas Fired Combustion Turbine | 38.1181 | -78.2139 | 198.9
2025-09 | PJM | Remington | 7838 | 1 | Virginia Electric & Power Co | Natural Gas Fired Combustion Turbine | 38.5442 | -77.7714 | 178.5
2025-09 | PJM | Remington | 7838 | 2 | Virginia Electric & Power Co | Natural Gas Fired Combustion Turbine | 38.5442 | -77.7714 | 170
2025-09 | PJM | Remington | 7838 | 3 | Virginia Electric & Power Co | Natural Gas Fired Combustion Turbine | 38.5442 | -77.7714 | 178.5
2025-09 | PJM | Remington | 7838 | 4 | Virginia Electric & Power Co | Natural Gas Fired Combustion Turbine | 38.5442 | -77.7714 | 178.5
2025-09 | PJM | Ladysmith | 7839 | 1 | Virginia Electric & Power Co | Natural Gas Fired Combustion Turbine | 38.0722 | -77.5133 | 178.5
2025-09 | PJM | Ladysmith | 7839 | 2 | Virginia Electric & Power Co | Natural Gas Fired Combustion Turbine | 38.0722 | -77.5133 | 178.5
2025-09 | PJM | Ladysmith | 7839 | 3 | Virginia Electric & Power Co | Natural Gas Fired Combustion Turbine | 38.0722 | -77.5133 | 178.5
2025-09 | PJM | Ladysmith | 7839 | 4 | Virginia Electric & Power Co | Natural Gas Fired Combustion Turbine | 38.0722 | -77.5133 | 178.5
2025-09 | PJM | Ladysmith | 7839 | 5 | Virginia Electric & Power Co | Natural Gas Fired Combustion Turbine | 38.0722 | -77.5133 | 178.5
2025-09 | MISO | Pleasant Valley (MN) | 7843 | 11 | Great River Energy | Natural Gas Fired Combustion Turbine | 43.7994 | -92.6829 | 167.5
2025-09 | MISO | Pleasant Valley (MN) | 7843 | 12 | Great River Energy | Natural Gas Fired Combustion Turbine | 43.7994 | -92.6829 | 167.5
2025-09 | MISO | Pleasant Valley (MN) | 7843 | 13 | Great River Energy | Natural Gas Fired Combustion Turbine | 43.7994 | -92.6829 | 132.8
2025-09 | MISO | Minnesota River | 7844 | UOO1 | Minnesota Municipal Power Agny | Natural Gas Fired Combustion Turbine | 44.7952 | -93.581 | 49
2025-09 | SWPP | Coon Rapids II | 7847 | 1 | City of Coon Rapids | Petroleum Liquids | 41.871 | -94.6808 | 1.8
2025-09 | SWPP | Coon Rapids II | 7847 | 2 | City of Coon Rapids | Petroleum Liquids | 41.871 | -94.6808 | 1.8
2025-09 | SWPP | Coon Rapids II | 7847 | 3 | City of Coon Rapids | Petroleum Liquids | 41.871 | -94.6808 | 1.8
2025-09 | MISO | Knoxville Industrial | 7849 | 1 | MidAmerican Energy Co | Petroleum Liquids | 41.316 | -93.061 | 2
2025-09 | MISO | Knoxville Industrial | 7849 | 2 | MidAmerican Energy Co | Petroleum Liquids | 41.316 | -93.061 | 2
2025-09 | MISO | Knoxville Industrial | 7849 | 3 | MidAmerican Energy Co | Petroleum Liquids | 41.316 | -93.061 | 2
2025-09 | MISO | Knoxville Industrial | 7849 | 4 | MidAmerican Energy Co | Petroleum Liquids | 41.316 | -93.061 | 2
2025-09 | MISO | Knoxville Industrial | 7849 | 5 | MidAmerican Energy Co | Petroleum Liquids | 41.316 | -93.061 | 2
2025-09 | MISO | Knoxville Industrial | 7849 | 6 | MidAmerican Energy Co | Petroleum Liquids | 41.316 | -93.061 | 2
2025-09 | MISO | Knoxville Industrial | 7849 | 7 | MidAmerican Energy Co | Petroleum Liquids | 41.316 | -93.061 | 2
2025-09 | MISO | Knoxville Industrial | 7849 | 8 | MidAmerican Energy Co | Petroleum Liquids | 41.316 | -93.061 | 2
2025-09 | MISO | Shenandoah | 7850 | 1 | MidAmerican Energy Co | Petroleum Liquids | 40.7707 | -95.3768 | 2
2025-09 | MISO | Shenandoah | 7850 | 10 | MidAmerican Energy Co | Petroleum Liquids | 40.7707 | -95.3768 | 2
2025-09 | MISO | Shenandoah | 7850 | 2 | MidAmerican Energy Co | Petroleum Liquids | 40.7707 | -95.3768 | 2
2025-09 | MISO | Shenandoah | 7850 | 3 | MidAmerican Energy Co | Petroleum Liquids | 40.7707 | -95.3768 | 2
2025-09 | MISO | Shenandoah | 7850 | 4 | MidAmerican Energy Co | Petroleum Liquids | 40.7707 | -95.3768 | 2
2025-09 | MISO | Shenandoah | 7850 | 5 | MidAmerican Energy Co | Petroleum Liquids | 40.7707 | -95.3768 | 2
2025-09 | MISO | Shenandoah | 7850 | 6 | MidAmerican Energy Co | Petroleum Liquids | 40.7707 | -95.3768 | 2
2025-09 | MISO | Shenandoah | 7850 | 7 | MidAmerican Energy Co | Petroleum Liquids | 40.7707 | -95.3768 | 2
2025-09 | MISO | Shenandoah | 7850 | 8 | MidAmerican Energy Co | Petroleum Liquids | 40.7707 | -95.3768 | 2
2025-09 | MISO | Shenandoah | 7850 | 9 | MidAmerican Energy Co | Petroleum Liquids | 40.7707 | -95.3768 | 2
2025-09 | MISO | Waterloo Lundquist | 7851 | 1 | MidAmerican Energy Co | Petroleum Liquids | 42.5062 | -92.3456 | 2
2025-09 | MISO | Waterloo Lundquist | 7851 | 2 | MidAmerican Energy Co | Petroleum Liquids | 42.5062 | -92.3456 | 2
2025-09 | MISO | Waterloo Lundquist | 7851 | 3 | MidAmerican Energy Co | Petroleum Liquids | 42.5062 | -92.3456 | 2
2025-09 | MISO | Waterloo Lundquist | 7851 | 4 | MidAmerican Energy Co | Petroleum Liquids | 42.5062 | -92.3456 | 2
2025-09 | MISO | Waterloo Lundquist | 7851 | 5 | MidAmerican Energy Co | Petroleum Liquids | 42.5062 | -92.3456 | 2
2025-09 | MISO | Waterloo Lundquist | 7851 | 6 | MidAmerican Energy Co | Petroleum Liquids | 42.5062 | -92.3456 | 2
2025-09 | MISO | Waterloo Lundquist | 7851 | 7 | MidAmerican Energy Co | Petroleum Liquids | 42.5062 | -92.3456 | 2
2025-09 | MISO | Waterloo Lundquist | 7851 | 8 | MidAmerican Energy Co | Petroleum Liquids | 42.5062 | -92.3456 | 2
2025-09 | MISO | Waterloo Lundquist | 7851 | 9 | MidAmerican Energy Co | Petroleum Liquids | 42.5062 | -92.3456 | 2
2025-09 | SWPP | West Receiving | 7853 | 1 | City of Denison - (IA) | Petroleum Liquids | 42.0217 | -95.3633 | 1.8
2025-09 | MISO | Avenue A Generator Sets | 7854 | 1 | City of Rock Falls - (IL) | Petroleum Liquids | 41.7807 | -89.6894 | 1.8
2025-09 | MISO | Avenue A Generator Sets | 7854 | 2 | City of Rock Falls - (IL) | Petroleum Liquids | 41.7807 | -89.6894 | 1.8
2025-09 | SWPP | Moorhead Wind Turbine | 7855 | 8 | City of Moorhead - (MN) | Onshore Wind Turbine | 46.895 | -96.7347 | 0.7
2025-09 | SWPP | Moorhead Wind Turbine | 7855 | 9 | City of Moorhead - (MN) | Onshore Wind Turbine | 46.895 | -96.7347 | 0.7
2025-09 | MISO | North Generation Plant | 7856 | 1 | City of Greenfield - (IA) | Petroleum Liquids | 41.3164 | -94.455 | 1.8
2025-09 | MISO | North Generation Plant | 7856 | 2 | City of Greenfield - (IA) | Petroleum Liquids | 41.3164 | -94.455 | 1.8
2025-09 | MISO | North Generation Plant | 7856 | 3 | City of Greenfield - (IA) | Petroleum Liquids | 41.3164 | -94.455 | 2.2
2025-09 | MISO | North Generation Plant | 7856 | 4 | City of Greenfield - (IA) | Petroleum Liquids | 41.3164 | -94.455 | 2.2
2025-09 | MISO | Gilliam South | 7857 | 1 | City of Stuart - (IA) | Petroleum Liquids | 41.4961 | -94.3272 | 1.8
2025-09 | MISO | Gilliam South | 7857 | 7 | City of Stuart - (IA) | Petroleum Liquids | 41.4961 | -94.3272 | 2.5
2025-09 | MISO | Elk Mound | 7863 | 1 | Dairyland Power Coop | Natural Gas Fired Combustion Turbine | 44.9028 | -91.5681 | 35.5
2025-09 | MISO | Elk Mound | 7863 | 2 | Dairyland Power Coop | Natural Gas Fired Combustion Turbine | 44.9028 | -91.5681 | 35.5
2025-09 | MISO | Earlville | 7865 | 1 | City of Earlville - (IA) | Petroleum Liquids | 42.4942 | -91.2725 | 1.8
2025-09 | NYIS | Glenwood Landing | 7869 | GT1 | National Grid Generation LLC | Petroleum Liquids | 40.8275 | -73.6478 | 16
2025-09 | NYIS | Glenwood Landing | 7869 | GT4 | National Grid Generation LLC | Natural Gas Fired Combustion Turbine | 40.8275 | -73.6478 | 53
2025-09 | NYIS | Glenwood Landing | 7869 | GT5 | National Grid Generation LLC | Natural Gas Fired Combustion Turbine | 40.8275 | -73.6478 | 53
2025-09 | PJM | Robert P Mone Plant | 7872 | 1 | Buckeye Power, Inc | Natural Gas Fired Combustion Turbine | 40.9297 | -84.7392 | 198.9
2025-09 | PJM | Robert P Mone Plant | 7872 | 2 | Buckeye Power, Inc | Natural Gas Fired Combustion Turbine | 40.9297 | -84.7392 | 198.9
2025-09 | PJM | Robert P Mone Plant | 7872 | 3 | Buckeye Power, Inc | Natural Gas Fired Combustion Turbine | 40.9297 | -84.7392 | 198.9
2025-09 | PJM | Edgerton | 7874 | 1 | American Mun Power-Ohio, Inc | Petroleum Liquids | 41.45 | -84.7672 | 1.8
2025-09 | PJM | Edgerton | 7874 | 2 | American Mun Power-Ohio, Inc | Petroleum Liquids | 41.45 | -84.7672 | 1.8
2025-09 | PJM | Wellington | 7878 | 1 | American Mun Power-Ohio, Inc | Petroleum Liquids | 41.1631 | -82.2272 | 1
2025-09 | MISO | Dakota Magic | 7884 | 1 | Dakota Magic Casino | Petroleum Liquids | 45.9386 | -96.8358 | 1.5
2025-09 | MISO | Wind Turbine | 7886 | 1 | Madison Gas & Electric Co | Onshore Wind Turbine | 44.6694 | -87.6333 | 11
2025-09 | SWPP | Terry Bundy Generating Station | 7887 | 1 | Lincoln Electric System | Natural Gas Fired Combined Cycle | 40.9097 | -96.6131 | 28.2
2025-09 | SWPP | Terry Bundy Generating Station | 7887 | 2 | Lincoln Electric System | Natural Gas Fired Combined Cycle | 40.9097 | -96.6131 | 60.5
2025-09 | SWPP | Terry Bundy Generating Station | 7887 | 3 | Lincoln Electric System | Natural Gas Fired Combined Cycle | 40.9097 | -96.6131 | 60.5
2025-09 | SWPP | Terry Bundy Generating Station | 7887 | 4 | Lincoln Electric System | Natural Gas Fired Combustion Turbine | 40.9097 | -96.6131 | 60.5
2025-09 | SWPP | Terry Bundy Generating Station | 7887 | BSU | Lincoln Electric System | Petroleum Liquids | 40.9097 | -96.6131 | 1.8
2025-09 | SWPP | Terry Bundy Generating Station | 7887 | LFG1 | Lincoln Electric System | Landfill Gas | 40.9097 | -96.6131 | 1.6
2025-09 | SWPP | Terry Bundy Generating Station | 7887 | LFG2 | Lincoln Electric System | Landfill Gas | 40.9097 | -96.6131 | 1.6
2025-09 | SWPP | Terry Bundy Generating Station | 7887 | LFG3 | Lincoln Electric System | Landfill Gas | 40.9097 | -96.6131 | 1.6
2025-09 | ERCO | Sand Hill | 7900 | 5A | Austin Energy | Natural Gas Fired Combined Cycle | 30.2098 | -97.6129 | 198
2025-09 | ERCO | Sand Hill | 7900 | 5C | Austin Energy | Natural Gas Fired Combined Cycle | 30.2098 | -97.6129 | 190
2025-09 | ERCO | Sand Hill | 7900 | SH1 | Austin Energy | Natural Gas Fired Combustion Turbine | 30.2098 | -97.6129 | 51.4
2025-09 | ERCO | Sand Hill | 7900 | SH2 | Austin Energy | Natural Gas Fired Combustion Turbine | 30.2098 | -97.6129 | 51.4
2025-09 | ERCO | Sand Hill | 7900 | SH3 | Austin Energy | Natural Gas Fired Combustion Turbine | 30.2098 | -97.6129 | 51.4
2025-09 | ERCO | Sand Hill | 7900 | SH4 | Austin Energy | Natural Gas Fired Combustion Turbine | 30.2098 | -97.6129 | 51.4
2025-09 | ERCO | Sand Hill | 7900 | SH6 | Austin Energy | Natural Gas Fired Combustion Turbine | 30.2098 | -97.6129 | 51.4
2025-09 | ERCO | Sand Hill | 7900 | SH7 | Austin Energy | Natural Gas Fired Combustion Turbine | 30.2098 | -97.6129 | 51.4
2025-09 | SWPP | McCartney | 7903 | MGS1 | City Utilities of Springfield - (MO) | Natural Gas Fired Combustion Turbine | 37.2484 | -93.1708 | 58.9
2025-09 | SWPP | McCartney | 7903 | MSG2 | City Utilities of Springfield - (MO) | Natural Gas Fired Combustion Turbine | 37.2484 | -93.1708 | 58.9
2025-09 | CISO | Pine Flat | 7907 | 1 | Kings River Conservation Dist | Conventional Hydroelectric | 36.8326 | -119.327 | 55
2025-09 | CISO | Pine Flat | 7907 | 2 | Kings River Conservation Dist | Conventional Hydroelectric | 36.8326 | -119.327 | 55
2025-09 | CISO | Pine Flat | 7907 | 3 | Kings River Conservation Dist | Conventional Hydroelectric | 36.8326 | -119.327 | 55
2025-09 | NYIS | Vernon Boulevard | 7909 | VG02 | New York Power Authority | Natural Gas Fired Combustion Turbine | 40.7537 | -73.9508 | 47
2025-09 | NYIS | Vernon Boulevard | 7909 | VG03 | New York Power Authority | Natural Gas Fired Combustion Turbine | 40.7537 | -73.9508 | 47
2025-09 | NYIS | Joseph J Seymour Power Project | 7910 | 1 | New York Power Authority | Natural Gas Fired Combustion Turbine | 40.6631 | -74 | 47
2025-09 | NYIS | Joseph J Seymour Power Project | 7910 | 2 | New York Power Authority | Natural Gas Fired Combustion Turbine | 40.6631 | -74 | 47
2025-09 | NYIS | Brentwood | 7912 | 1 | New York Power Authority | Natural Gas Fired Combustion Turbine | 40.7871 | -73.2934 | 47
2025-09 | NYIS | Hell Gate | 7913 | HG01 | New York Power Authority | Natural Gas Fired Combustion Turbine | 40.799 | -73.9094 | 47
2025-09 | NYIS | Hell Gate | 7913 | HG02 | New York Power Authority | Natural Gas Fired Combustion Turbine | 40.799 | -73.9094 | 47
2025-09 | NYIS | Harlem River Yard | 7914 | HR01 | New York Power Authority | Natural Gas Fired Combustion Turbine | 40.7991 | -73.9156 | 47
2025-09 | NYIS | Harlem River Yard | 7914 | HR02 | New York Power Authority | Natural Gas Fired Combustion Turbine | 40.7991 | -73.9156 | 47
2025-09 | NYIS | North 1st | 7915 | N01 | New York Power Authority | Natural Gas Fired Combustion Turbine | 40.7171 | -73.9664 | 47
2025-09 | PJM | Galion | 7918 | 1 | American Mun Power-Ohio, Inc | Petroleum Liquids | 40.7303 | -82.7939 | 1.8
2025-09 | PJM | Galion | 7918 | 2 | American Mun Power-Ohio, Inc | Petroleum Liquids | 40.7303 | -82.7939 | 1.8
2025-09 | PJM | Galion | 7918 | 3 | American Mun Power-Ohio, Inc | Petroleum Liquids | 40.7303 | -82.7939 | 1.8
2025-09 | PJM | Seville | 7919 | 1 | American Mun Power-Ohio, Inc | Petroleum Liquids | 41.0317 | -81.8714 | 1.8
2025-09 | PJM | Seville | 7919 | 2 | American Mun Power-Ohio, Inc | Petroleum Liquids | 41.0317 | -81.8714 | 1.8
2025-09 | PJM | Seville | 7919 | 3 | American Mun Power-Ohio, Inc | Petroleum Liquids | 41.0317 | -81.8714 | 1.8
2025-09 | MISO | Traer South | 7920 | 5 | City of Traer - (IA) | Petroleum Liquids | 42.1925 | -92.4747 | 2
2025-09 | MISO | Maquoketa 2 | 7921 | 11 | City of Maquoketa - (IA) | Petroleum Liquids | 42.07 | -90.66 | 2
2025-09 | MISO | Maquoketa 2 | 7921 | 12 | City of Maquoketa - (IA) | Petroleum Liquids | 42.07 | -90.66 | 2
2025-09 | MISO | Maquoketa 2 | 7921 | 13 | City of Maquoketa - (IA) | Petroleum Liquids | 42.07 | -90.66 | 2
2025-09 | MISO | Maquoketa 2 | 7921 | 14 | City of Maquoketa - (IA) | Petroleum Liquids | 42.07 | -90.66 | 2
2025-09 | MISO | Brooklyn City North Plant | 7922 | 7 | City of Brooklyn - (IA) | Petroleum Liquids | 41.7394 | -92.4394 | 2.3
2025-09 | MISO | Lakefield Junction | 7925 | 1 | Great River Energy | Natural Gas Fired Combustion Turbine | 43.7984 | -94.8415 | 89.3
2025-09 | MISO | Lakefield Junction | 7925 | 2 | Great River Energy | Natural Gas Fired Combustion Turbine | 43.7984 | -94.8415 | 89.3
2025-09 | MISO | Lakefield Junction | 7925 | 3 | Great River Energy | Natural Gas Fired Combustion Turbine | 43.7984 | -94.8415 | 89.3
2025-09 | MISO | Lakefield Junction | 7925 | 4 | Great River Energy | Natural Gas Fired Combustion Turbine | 43.7984 | -94.8415 | 89.3
2025-09 | MISO | Lakefield Junction | 7925 | 5 | Great River Energy | Natural Gas Fired Combustion Turbine | 43.7984 | -94.8415 | 89.3
2025-09 | MISO | Lakefield Junction | 7925 | 6 | Great River Energy | Natural Gas Fired Combustion Turbine | 43.7984 | -94.8415 | 89.3
2025-09 | MISO | Lakefield Junction | 7925 | 7 | Great River Energy | Petroleum Liquids | 43.7984 | -94.8415 | 2
2025-09 | MISO | South Strawberry | 7926 | 1A | City of Strawberry Point | Petroleum Liquids | 42.7114 | -91.5469 | 1.8
2025-09 | MISO | South Strawberry | 7926 | 2A | City of Strawberry Point | Petroleum Liquids | 42.7114 | -91.5469 | 1.8
2025-09 | SWPP | Osawatomie | 7928 | 1 | Evergy Metro | Natural Gas Fired Combustion Turbine | 38.5322 | -94.9026 | 102
2025-09 | SWPP | West Gardner | 7929 | 1 | Evergy Metro | Natural Gas Fired Combustion Turbine | 38.7875 | -94.9861 | 102
2025-09 | SWPP | West Gardner | 7929 | 2 | Evergy Metro | Natural Gas Fired Combustion Turbine | 38.7875 | -94.9861 | 102
2025-09 | SWPP | West Gardner | 7929 | 3 | Evergy Metro | Natural Gas Fired Combustion Turbine | 38.7875 | -94.9861 | 102
2025-09 | SWPP | West Gardner | 7929 | 4 | Evergy Metro | Natural Gas Fired Combustion Turbine | 38.7875 | -94.9861 | 102
2025-09 | SWPP | Russell Energy Center | 7930 | T-1 | City of Russell - (KS) | Natural Gas Fired Combustion Turbine | 38.8997 | -98.8394 | 7.5
2025-09 | SWPP | Russell Energy Center | 7930 | T-2 | City of Russell - (KS) | Natural Gas Fired Combustion Turbine | 38.8997 | -98.8394 | 7.5
2025-09 | MISO | Gaylord - Wolverine | 7932 | 1 | Wolverine Power Supply Coop | Natural Gas Fired Combustion Turbine | 45.0046 | -84.7218 | 23.4
2025-09 | MISO | Gaylord - Wolverine | 7932 | 2 | Wolverine Power Supply Coop | Natural Gas Fired Combustion Turbine | 45.0046 | -84.7218 | 23.4
2025-09 | MISO | Gaylord - Wolverine | 7932 | 3 | Wolverine Power Supply Coop | Natural Gas Fired Combustion Turbine | 45.0046 | -84.7218 | 23.4
2025-09 | MISO | Industrial Park | 7934 | 3 | City of Rock Falls - (IL) | Petroleum Liquids | 41.7682 | -89.6744 | 1.8
2025-09 | MISO | Industrial Park | 7934 | 4 | City of Rock Falls - (IL) | Petroleum Liquids | 41.7682 | -89.6744 | 1.8
2025-09 | MISO | Industrial Park | 7934 | 5 | City of Rock Falls - (IL) | Petroleum Liquids | 41.7682 | -89.6744 | 1.8
2025-09 | MISO | Industrial Park | 7934 | 6 | City of Rock Falls - (IL) | Petroleum Liquids | 41.7682 | -89.6744 | 1.8
2025-09 | MISO | Industrial Park | 7934 | 7 | City of Rock Falls - (IL) | Petroleum Liquids | 41.7682 | -89.6744 | 1.8
2025-09 | MISO | Industrial Park | 7934 | 8 | City of Rock Falls - (IL) | Petroleum Liquids | 41.7682 | -89.6744 | 2.2
2025-09 | MISO | Industrial Park | 7934 | 9 | City of Rock Falls - (IL) | Petroleum Liquids | 41.7682 | -89.6744 | 2.2
2025-09 | SWPP | Trenton South | 7935 | 1 | Trenton Municipal Utilities - (MO) | Petroleum Liquids | 40.0672 | -93.6044 | 2
2025-09 | SWPP | Trenton South | 7935 | 2 | Trenton Municipal Utilities - (MO) | Petroleum Liquids | 40.0672 | -93.6044 | 2
2025-09 | SWPP | Trenton South | 7935 | 3 | Trenton Municipal Utilities - (MO) | Petroleum Liquids | 40.0672 | -93.6044 | 2
2025-09 | SWPP | Trenton South | 7935 | 4 | Trenton Municipal Utilities - (MO) | Petroleum Liquids | 40.0672 | -93.6044 | 2
2025-09 | SWPP | Trenton South | 7935 | 5 | Trenton Municipal Utilities - (MO) | Petroleum Liquids | 40.0672 | -93.6044 | 2
2025-09 | SWPP | Trenton South | 7935 | 6 | Trenton Municipal Utilities - (MO) | Petroleum Liquids | 40.0672 | -93.6044 | 2
2025-09 | SWPP | Trenton South | 7935 | 7 | Trenton Municipal Utilities - (MO) | Petroleum Liquids | 40.0672 | -93.6044 | 2
2025-09 | PJM | Ponton Diesel Generating Facility | 7940 | 1 | Old Dominion Electric Coop | Petroleum Liquids | 37.2953 | -77.9862 | 2
2025-09 | PJM | Ponton Diesel Generating Facility | 7940 | 2 | Old Dominion Electric Coop | Petroleum Liquids | 37.2953 | -77.9862 | 2
2025-09 | PJM | Nottoway Diesel Generating Facility | 7941 | 1 | Old Dominion Electric Coop | Petroleum Liquids | 36.6972 | -77.105 | 2
2025-09 | PJM | Nottoway Diesel Generating Facility | 7941 | 2 | Old Dominion Electric Coop | Petroleum Liquids | 36.6972 | -77.105 | 2
2025-09 | CISO | Diamond Valley Lake | 7942 | 10 | Metropolitan Water District of S CA | Conventional Hydroelectric | 33.6808 | -117.0698 | 3.3
2025-09 | CISO | Diamond Valley Lake | 7942 | 11 | Metropolitan Water District of S CA | Conventional Hydroelectric | 33.6808 | -117.0698 | 3.3
2025-09 | CISO | Diamond Valley Lake | 7942 | 12 | Metropolitan Water District of S CA | Conventional Hydroelectric | 33.6808 | -117.0698 | 3.3
2025-09 | CISO | Diamond Valley Lake | 7942 | 2 | Metropolitan Water District of S CA | Conventional Hydroelectric | 33.6808 | -117.0698 | 3.3
2025-09 | CISO | Diamond Valley Lake | 7942 | 3 | Metropolitan Water District of S CA | Conventional Hydroelectric | 33.6808 | -117.0698 | 3.3
2025-09 | CISO | Diamond Valley Lake | 7942 | 4 | Metropolitan Water District of S CA | Conventional Hydroelectric | 33.6808 | -117.0698 | 3.3
2025-09 | CISO | Diamond Valley Lake | 7942 | 6 | Metropolitan Water District of S CA | Conventional Hydroelectric | 33.6808 | -117.0698 | 3.3
2025-09 | CISO | Diamond Valley Lake | 7942 | 7 | Metropolitan Water District of S CA | Conventional Hydroelectric | 33.6808 | -117.0698 | 3.3
2025-09 | CISO | Diamond Valley Lake | 7942 | 8 | Metropolitan Water District of S CA | Conventional Hydroelectric | 33.6808 | -117.0698 | 3.3
2025-09 | MISO | Solway CT | 7947 | 1 | Otter Tail Power Co | Natural Gas Fired Combustion Turbine | 47.5446 | -95.1297 | 50
2025-09 | MISO | Solway CT | 7947 | D1 | Otter Tail Power Co | Petroleum Liquids | 47.5446 | -95.1297 | 1.3
2025-09 | MISO | Lawrence County Station | 7948 | 1 | Hoosier Energy R E C, Inc | Natural Gas Fired Combustion Turbine | 38.8003 | -86.4511 | 67
2025-09 | MISO | Lawrence County Station | 7948 | 2 | Hoosier Energy R E C, Inc | Natural Gas Fired Combustion Turbine | 38.8003 | -86.4511 | 67
2025-09 | MISO | Lawrence County Station | 7948 | 3 | Hoosier Energy R E C, Inc | Natural Gas Fired Combustion Turbine | 38.8003 | -86.4511 | 67
2025-09 | MISO | Lawrence County Station | 7948 | 4 | Hoosier Energy R E C, Inc | Natural Gas Fired Combustion Turbine | 38.8003 | -86.4511 | 67
2025-09 | MISO | Lawrence County Station | 7948 | 5 | Hoosier Energy R E C, Inc | Natural Gas Fired Combustion Turbine | 38.8003 | -86.4511 | 67
2025-09 | MISO | Lawrence County Station | 7948 | 6 | Hoosier Energy R E C, Inc | Natural Gas Fired Combustion Turbine | 38.8003 | -86.4511 | 67
2025-09 | SWPP | Elk City Station | 7955 | 1 | Omaha Public Power District | Landfill Gas | 41.3839 | -96.2544 | 0.8
2025-09 | SWPP | Elk City Station | 7955 | 2 | Omaha Public Power District | Landfill Gas | 41.3839 | -96.2544 | 0.8
2025-09 | SWPP | Elk City Station | 7955 | 3 | Omaha Public Power District | Landfill Gas | 41.3839 | -96.2544 | 0.8
2025-09 | SWPP | Elk City Station | 7955 | 4 | Omaha Public Power District | Landfill Gas | 41.3839 | -96.2544 | 0.8
2025-09 | SWPP | Elk City Station | 7955 | 5 | Omaha Public Power District | Landfill Gas | 41.3839 | -96.2544 | 0.8
2025-09 | SWPP | Elk City Station | 7955 | 7 | Omaha Public Power District | Landfill Gas | 41.3839 | -96.2544 | 0.8
2025-09 | SWPP | Elk City Station | 7955 | 8 | Omaha Public Power District | Landfill Gas | 41.3839 | -96.2544 | 0.8
2025-09 | PJM | Warren F Sam Beasley Generation Station | 7962 | 001 | Delaware Municipal Electric Corp | Natural Gas Fired Combustion Turbine | 39.2792 | -75.6239 | 45
2025-09 | PJM | Warren F Sam Beasley Generation Station | 7962 | 002 | Delaware Municipal Electric Corp | Natural Gas Fired Combustion Turbine | 39.2792 | -75.6239 | 51
2025-09 | MISO | Peno Creek | 7964 | GT1 | Union Electric Co - (MO) | Natural Gas Fired Combustion Turbine | 39.3531 | -91.2295 | 60
2025-09 | MISO | Peno Creek | 7964 | GT2 | Union Electric Co - (MO) | Natural Gas Fired Combustion Turbine | 39.3531 | -91.2295 | 60
2025-09 | MISO | Peno Creek | 7964 | GT3 | Union Electric Co - (MO) | Natural Gas Fired Combustion Turbine | 39.3531 | -91.2295 | 60
2025-09 | MISO | Peno Creek | 7964 | GT4 | Union Electric Co - (MO) | Natural Gas Fired Combustion Turbine | 39.3531 | -91.2295 | 60
2025-09 | SWPP | Iowa Distributed Wind Generation Project | 7966 | IDWG | City of Algona - (IA) | Onshore Wind Turbine | 43.0347 | -94.1406 | 2.3
2025-09 | MISO | Pella Peaking | 7971 | 10 | City of Pella - (IA) | Petroleum Liquids | 41.4106 | -92.9378 | 2
2025-09 | MISO | Pella Peaking | 7971 | 11 | City of Pella - (IA) | Petroleum Liquids | 41.4106 | -92.9378 | 2
2025-09 | MISO | Pella Peaking | 7971 | 12 | City of Pella - (IA) | Petroleum Liquids | 41.4106 | -92.9378 | 2
2025-09 | MISO | Pella Peaking | 7971 | 13 | City of Pella - (IA) | Petroleum Liquids | 41.4106 | -92.9378 | 2
2025-09 | MISO | Pella Peaking | 7971 | 14 | City of Pella - (IA) | Petroleum Liquids | 41.4106 | -92.9378 | 2
2025-09 | MISO | Pella Peaking | 7971 | 15 | City of Pella - (IA) | Petroleum Liquids | 41.4106 | -92.9378 | 2
2025-09 | MISO | Pella Peaking | 7971 | 16 | City of Pella - (IA) | Petroleum Liquids | 41.4106 | -92.9378 | 2
2025-09 | MISO | Pella Peaking | 7971 | 3 | City of Pella - (IA) | Petroleum Liquids | 41.4106 | -92.9378 | 2
2025-09 | MISO | Pella Peaking | 7971 | 4 | City of Pella - (IA) | Petroleum Liquids | 41.4106 | -92.9378 | 2
2025-09 | MISO | Pella Peaking | 7971 | 5 | City of Pella - (IA) | Petroleum Liquids | 41.4106 | -92.9378 | 2
2025-09 | MISO | Pella Peaking | 7971 | 6 | City of Pella - (IA) | Petroleum Liquids | 41.4106 | -92.9378 | 2
2025-09 | MISO | Pella Peaking | 7971 | 7 | City of Pella - (IA) | Petroleum Liquids | 41.4106 | -92.9378 | 2
2025-09 | MISO | Pella Peaking | 7971 | 8 | City of Pella - (IA) | Petroleum Liquids | 41.4106 | -92.9378 | 2
2025-09 | MISO | Pella Peaking | 7971 | 9 | City of Pella - (IA) | Petroleum Liquids | 41.4106 | -92.9378 | 2
2025-09 | MISO | Sumpter | 7972 | 1 | Wolverine Power Supply Coop | Natural Gas Fired Combustion Turbine | 42.167 | -83.5318 | 85
2025-09 | MISO | Sumpter | 7972 | 2 | Wolverine Power Supply Coop | Natural Gas Fired Combustion Turbine | 42.167 | -83.5318 | 85
2025-09 | MISO | Sumpter | 7972 | 3 | Wolverine Power Supply Coop | Natural Gas Fired Combustion Turbine | 42.167 | -83.5318 | 85
2025-09 | MISO | Sumpter | 7972 | 4 | Wolverine Power Supply Coop | Natural Gas Fired Combustion Turbine | 42.167 | -83.5318 | 85
2025-09 | SWPP | Sharpe | 7973 | 1 | Kansas Electric Power Coop Inc | Petroleum Liquids | 38.275 | -95.6839 | 2
2025-09 | SWPP | Sharpe | 7973 | 10 | Kansas Electric Power Coop Inc | Petroleum Liquids | 38.275 | -95.6839 | 2
2025-09 | SWPP | Sharpe | 7973 | 2 | Kansas Electric Power Coop Inc | Petroleum Liquids | 38.275 | -95.6839 | 2
2025-09 | SWPP | Sharpe | 7973 | 3 | Kansas Electric Power Coop Inc | Petroleum Liquids | 38.275 | -95.6839 | 2
2025-09 | SWPP | Sharpe | 7973 | 4 | Kansas Electric Power Coop Inc | Petroleum Liquids | 38.275 | -95.6839 | 2
2025-09 | SWPP | Sharpe | 7973 | 5 | Kansas Electric Power Coop Inc | Petroleum Liquids | 38.275 | -95.6839 | 2
2025-09 | SWPP | Sharpe | 7973 | 6 | Kansas Electric Power Coop Inc | Petroleum Liquids | 38.275 | -95.6839 | 2
2025-09 | SWPP | Sharpe | 7973 | 7 | Kansas Electric Power Coop Inc | Petroleum Liquids | 38.275 | -95.6839 | 2
2025-09 | SWPP | Sharpe | 7973 | 8 | Kansas Electric Power Coop Inc | Petroleum Liquids | 38.275 | -95.6839 | 2
2025-09 | SWPP | Sharpe | 7973 | 9 | Kansas Electric Power Coop Inc | Petroleum Liquids | 38.275 | -95.6839 | 2
2025-09 | SWPP | Mulvane 2 | 7976 | 10 | City of Mulvane - (KS) | Petroleum Liquids | 37.4908 | -97.2216 | 4.1
2025-09 | SWPP | Mulvane 2 | 7976 | 9 | City of Mulvane - (KS) | Petroleum Liquids | 37.4908 | -97.2216 | 1
2025-09 | MISO | Granite Falls 2 | 7977 | 1 | City of Granite Falls - (MN) | Petroleum Liquids | 44.8047 | -95.557 | 2
2025-09 | MISO | Granite Falls 2 | 7977 | 2 | City of Granite Falls - (MN) | Petroleum Liquids | 44.8047 | -95.557 | 2
2025-09 | MISO | Granite Falls 2 | 7977 | 3 | City of Granite Falls - (MN) | Petroleum Liquids | 44.8047 | -95.557 | 2
2025-09 | MISO | South Generation | 7982 | 3 | Redwood Falls Public Util Comm | Petroleum Liquids | 44.5331 | -95.1122 | 2.2
2025-09 | MISO | South Generation | 7982 | 4 | Redwood Falls Public Util Comm | Petroleum Liquids | 44.5331 | -95.1122 | 2.2
2025-09 | MISO | South Generation | 7982 | 5 | Redwood Falls Public Util Comm | Petroleum Liquids | 44.5331 | -95.1122 | 2.2
2025-09 | MISO | Kalkaska CT #1 | 7984 | 001 | Michigan Public Power Agency | Natural Gas Fired Combustion Turbine | 44.6889 | -85.2019 | 60.5
2025-09 | MISO | Greater Des Moines | 7985 | GT1 | MidAmerican Energy Co | Natural Gas Fired Combined Cycle | 41.5563 | -93.5283 | 190.4
2025-09 | MISO | Greater Des Moines | 7985 | GT2 | MidAmerican Energy Co | Natural Gas Fired Combined Cycle | 41.5563 | -93.5283 | 190.4
2025-09 | MISO | Greater Des Moines | 7985 | ST1 | MidAmerican Energy Co | Natural Gas Fired Combined Cycle | 41.5563 | -93.5283 | 195.5
2025-09 | MISO | Silver Creek | 7988 | 1 | Cooperative Energy | Natural Gas Fired Combustion Turbine | 31.6004 | -89.9468 | 83.5
2025-09 | MISO | Silver Creek | 7988 | 2 | Cooperative Energy | Natural Gas Fired Combustion Turbine | 31.6004 | -89.9468 | 83.5
2025-09 | MISO | Silver Creek | 7988 | 3 | Cooperative Energy | Natural Gas Fired Combustion Turbine | 31.6004 | -89.9468 | 83.5
2025-09 | MISO | Sylvarena | 7989 | 1 | Cooperative Energy | Natural Gas Fired Combustion Turbine | 31.9821 | -89.4127 | 47
2025-09 | MISO | Sylvarena | 7989 | 2 | Cooperative Energy | Natural Gas Fired Combustion Turbine | 31.9821 | -89.4127 | 47
2025-09 | MISO | Sylvarena | 7989 | 3 | Cooperative Energy | Natural Gas Fired Combustion Turbine | 31.9821 | -89.4127 | 47
2025-09 | MISO | Altamont | 7990 | 1 | City of Altamont - (IL) | Petroleum Liquids | 39.0687 | -88.7555 | 1.8
2025-09 | MISO | Altamont | 7990 | 2 | City of Altamont - (IL) | Petroleum Liquids | 39.0687 | -88.7555 | 1.8
2025-09 | MISO | Altamont | 7990 | 3 | City of Altamont - (IL) | Petroleum Liquids | 39.0687 | -88.7555 | 1.8
2025-09 | MISO | Altamont | 7990 | 4 | City of Altamont - (IL) | Petroleum Liquids | 39.0687 | -88.7555 | 1.8
2025-09 | MISO | West Campus Cogeneration Facility | 7991 | 1 | Madison Gas & Electric Co | Natural Gas Fired Combined Cycle | 43.0751 | -89.4251 | 54
2025-09 | MISO | West Campus Cogeneration Facility | 7991 | CT2 | Madison Gas & Electric Co | Natural Gas Fired Combined Cycle | 43.0751 | -89.4251 | 54
2025-09 | MISO | West Campus Cogeneration Facility | 7991 | STG1 | Madison Gas & Electric Co | Natural Gas Fired Combined Cycle | 43.0751 | -89.4251 | 61.3
2025-09 | SWPP | Beatrice | 8000 | CT1 | Nebraska Public Power District | Natural Gas Fired Combined Cycle | 40.3302 | -96.8082 | 76.6
2025-09 | SWPP | Beatrice | 8000 | CT2 | Nebraska Public Power District | Natural Gas Fired Combined Cycle | 40.3302 | -96.8082 | 76.6
2025-09 | SWPP | Beatrice | 8000 | ST1 | Nebraska Public Power District | Natural Gas Fired Combined Cycle | 40.3302 | -96.8082 | 93.9
2025-09 | ISNE | Newington | 8002 | 1 | Granite Shore Power | Natural Gas Steam Turbine | 43.1 | -70.7908 | 414
2025-09 | ISNE | Fife Brook | 8004 | GEN1 | Bear Swamp Power Company LLC | Conventional Hydroelectric | 42.6857 | -72.9776 | 11.2
2025-09 | ISNE | Bear Swamp | 8005 | GEN1 | Bear Swamp Power Company LLC | Hydroelectric Pumped Storage | 42.6839 | -72.9599 | 333
2025-09 | ISNE | Bear Swamp | 8005 | GEN2 | Bear Swamp Power Company LLC | Hydroelectric Pumped Storage | 42.6839 | -72.9599 | 333
2025-09 | NYIS | Roseton Generating Facility | 8006 | 1 | CCI Roseton LLC | Natural Gas Steam Turbine | 41.5738 | -73.9663 | 621
2025-09 | NYIS | Roseton Generating Facility | 8006 | 2 | CCI Roseton LLC | Natural Gas Steam Turbine | 41.5738 | -73.9663 | 621
2025-09 | NYIS | Holtsville | 8007 | 1 | National Grid Generation LLC | Petroleum Liquids | 40.817 | -73.0663 | 56.7
2025-09 | NYIS | Holtsville | 8007 | 10 | National Grid Generation LLC | Petroleum Liquids | 40.817 | -73.0663 | 56.7
2025-09 | NYIS | Holtsville | 8007 | 2 | National Grid Generation LLC | Petroleum Liquids | 40.817 | -73.0663 | 56.7
2025-09 | NYIS | Holtsville | 8007 | 3 | National Grid Generation LLC | Petroleum Liquids | 40.817 | -73.0663 | 56.7
2025-09 | NYIS | Holtsville | 8007 | 4 | National Grid Generation LLC | Petroleum Liquids | 40.817 | -73.0663 | 56.7
2025-09 | NYIS | Holtsville | 8007 | 5 | National Grid Generation LLC | Petroleum Liquids | 40.817 | -73.0663 | 56.7
2025-09 | NYIS | Holtsville | 8007 | 6 | National Grid Generation LLC | Petroleum Liquids | 40.817 | -73.0663 | 56.7
2025-09 | NYIS | Holtsville | 8007 | 7 | National Grid Generation LLC | Petroleum Liquids | 40.817 | -73.0663 | 56.7
2025-09 | NYIS | Holtsville | 8007 | 8 | National Grid Generation LLC | Petroleum Liquids | 40.817 | -73.0663 | 56.7
2025-09 | NYIS | Holtsville | 8007 | 9 | National Grid Generation LLC | Petroleum Liquids | 40.817 | -73.0663 | 56.7
2025-09 | PJM | Croydon CT Generating Station | 8012 | 11 | Constellation Power, Inc | Petroleum Liquids | 40.08 | -74.8917 | 68.3
2025-09 | PJM | Croydon CT Generating Station | 8012 | 12 | Constellation Power, Inc | Petroleum Liquids | 40.08 | -74.8917 | 68.3
2025-09 | PJM | Croydon CT Generating Station | 8012 | 21 | Constellation Power, Inc | Petroleum Liquids | 40.08 | -74.8917 | 68.3
2025-09 | PJM | Croydon CT Generating Station | 8012 | 22 | Constellation Power, Inc | Petroleum Liquids | 40.08 | -74.8917 | 68.3
2025-09 | PJM | Croydon CT Generating Station | 8012 | 31 | Constellation Power, Inc | Petroleum Liquids | 40.08 | -74.8917 | 68.3
2025-09 | PJM | Croydon CT Generating Station | 8012 | 32 | Constellation Power, Inc | Petroleum Liquids | 40.08 | -74.8917 | 68.3
2025-09 | PJM | Croydon CT Generating Station | 8012 | 41 | Constellation Power, Inc | Petroleum Liquids | 40.08 | -74.8917 | 68.3
2025-09 | PJM | Croydon CT Generating Station | 8012 | 42 | Constellation Power, Inc | Petroleum Liquids | 40.08 | -74.8917 | 68.3
2025-09 | MISO | Winter | 8013 | IC 1 | North Central Power Co Inc | Petroleum Liquids | 45.8367 | -90.9735 | 2.8
2025-09 | MISO | Winter | 8013 | IC 2 | North Central Power Co Inc | Petroleum Liquids | 45.8367 | -90.9735 | 2.8
2025-09 | MISO | Factory | 8016 | 1 | City of Springfield - (IL) | Petroleum Liquids | 39.8259 | -89.6373 | 26.6
2025-09 | SWPP | Baldwin City Plant No 2 | 8020 | 10 | City of Baldwin City- (KS) | Petroleum Liquids | 38.7649 | -95.192 | 2.2
2025-09 | SWPP | Baldwin City Plant No 2 | 8020 | 7 | City of Baldwin City- (KS) | Natural Gas Internal Combustion Engine | 38.7649 | -95.192 | 3.2
2025-09 | SWPP | Baldwin City Plant No 2 | 8020 | 8 | City of Baldwin City- (KS) | Natural Gas Internal Combustion Engine | 38.7649 | -95.192 | 3.2
2025-09 | SWPP | Baldwin City Plant No 2 | 8020 | 9 | City of Baldwin City- (KS) | Petroleum Liquids | 38.7649 | -95.192 | 2.2
2025-09 | MISO | Columbia (WI) | 8023 | 1 | Wisconsin Power & Light Co | Conventional Steam Coal | 43.4864 | -89.4203 | 556
2025-09 | MISO | Columbia (WI) | 8023 | 2 | Wisconsin Power & Light Co | Conventional Steam Coal | 43.4864 | -89.4203 | 556
2025-09 | MISO | Blue Lake | 8027 | 7 | Northern States Power Co - Minnesota | Natural Gas Fired Combustion Turbine | 44.7855 | -93.4315 | 166.3
2025-09 | MISO | Blue Lake | 8027 | 8 | Northern States Power Co - Minnesota | Natural Gas Fired Combustion Turbine | 44.7855 | -93.4315 | 166.3
2025-09 | MISO | Sycamore (IA) | 8029 | 1 | MidAmerican Energy Co | Natural Gas Fired Combustion Turbine | 41.6722 | -93.6769 | 78.8
2025-09 | MISO | Sycamore (IA) | 8029 | 2 | MidAmerican Energy Co | Natural Gas Fired Combustion Turbine | 41.6722 | -93.6769 | 78.8
2025-09 | MISO | Emery Station | 8031 | 11 | Interstate Power and Light Co | Natural Gas Fired Combined Cycle | 43.094 | -93.2922 | 173.4
2025-09 | MISO | Emery Station | 8031 | 12 | Interstate Power and Light Co | Natural Gas Fired Combined Cycle | 43.094 | -93.2922 | 173.4
2025-09 | MISO | Emery Station | 8031 | ST1 | Interstate Power and Light Co | Natural Gas Fired Combined Cycle | 43.094 | -93.2922 | 256
2025-09 | SWPP | Yankton | 8034 | 1 | NorthWestern Energy - (SD) | Natural Gas Internal Combustion Engine | 42.8933 | -97.3533 | 2.2
2025-09 | SWPP | Yankton | 8034 | 2 | NorthWestern Energy - (SD) | Petroleum Liquids | 42.8933 | -97.3533 | 2.7
2025-09 | SWPP | Yankton | 8034 | 3 | NorthWestern Energy - (SD) | Natural Gas Internal Combustion Engine | 42.8933 | -97.3533 | 6.5
2025-09 | SWPP | Yankton | 8034 | 4 | NorthWestern Energy - (SD) | Petroleum Liquids | 42.8933 | -97.3533 | 2
2025-09 | SWPP | Cooper Nuclear Station | 8036 | 1 | Nebraska Public Power District | Nuclear | 40.3628 | -95.6408 | 801
2025-09 | SWPP | Clifton | 8037 | 1 | Sunflower Electric Power Corp | Natural Gas Fired Combustion Turbine | 39.6125 | -97.2778 | 85
2025-09 | SWPP | Clifton | 8037 | 2 | Sunflower Electric Power Corp | Petroleum Liquids | 39.6125 | -97.2778 | 2.5
2025-09 | NYIS | Pouch | 8053 | N01 | New York Power Authority | Natural Gas Fired Combustion Turbine | 40.6182 | -74.0685 | 47
2025-09 | MISO | Gerald Andrus | 8054 | 1 | Entergy Mississippi LLC | Natural Gas Steam Turbine | 33.35 | -91.1167 | 781.4
2025-09 | MISO | Arkansas Nuclear One | 8055 | 1 | Entergy Arkansas LLC | Nuclear | 35.311 | -93.2351 | 902.5
2025-09 | MISO | Arkansas Nuclear One | 8055 | 2 | Entergy Arkansas LLC | Nuclear | 35.311 | -93.2351 | 942.5
2025-09 | MISO | Waterford 1 & 2 | 8056 | 2 | Entergy Louisiana LLC | Natural Gas Steam Turbine | 29.9989 | -90.4768 | 445.5
2025-09 | MISO | Waterford 1 & 2 | 8056 | 4 | Entergy Louisiana LLC | Petroleum Liquids | 29.9989 | -90.4768 | 41
2025-09 | SWPP | Comanche (OK) | 8059 | 1G1 | Public Service Co of Oklahoma | Natural Gas Fired Combined Cycle | 34.5431 | -98.3244 | 85
2025-09 | SWPP | Comanche (OK) | 8059 | 1G2 | Public Service Co of Oklahoma | Natural Gas Fired Combined Cycle | 34.5431 | -98.3244 | 85
2025-09 | SWPP | Comanche (OK) | 8059 | 1S | Public Service Co of Oklahoma | Natural Gas Fired Combined Cycle | 34.5431 | -98.3244 | 120
2025-09 | ERCO | DeCordova Steam Electric Station | 8063 | BESS | Luminant Generation Company LLC | Batteries | 32.4031 | -97.7006 | 269.1
2025-09 | ERCO | DeCordova Steam Electric Station | 8063 | CT1 | Luminant Generation Company LLC | Natural Gas Fired Combustion Turbine | 32.4031 | -97.7006 | 89.4
2025-09 | ERCO | DeCordova Steam Electric Station | 8063 | CT2 | Luminant Generation Company LLC | Natural Gas Fired Combustion Turbine | 32.4031 | -97.7006 | 89.4
2025-09 | ERCO | DeCordova Steam Electric Station | 8063 | CT3 | Luminant Generation Company LLC | Natural Gas Fired Combustion Turbine | 32.4031 | -97.7006 | 89.4
2025-09 | ERCO | DeCordova Steam Electric Station | 8063 | CT4 | Luminant Generation Company LLC | Natural Gas Fired Combustion Turbine | 32.4031 | -97.7006 | 89.4
2025-09 | CISO | Ellwood | 8076 | 01 | Ellwood Power, LLC | Natural Gas Fired Combustion Turbine | 34.4314 | -119.9001 | 58
2025-09 | PJM | Gavin Power, LLC | 8102 | 1 | Gavin Power, LLC | Conventional Steam Coal | 38.9347 | -82.1158 | 1300
2025-09 | PJM | Gavin Power, LLC | 8102 | 2 | Gavin Power, LLC | Conventional Steam Coal | 38.9347 | -82.1158 | 1300
2025-09 | MISO | Halstad | 8105 | 4 | City of Halstad - (MN) | Petroleum Liquids | 47.3501 | -96.8319 | 2
2025-09 | MISO | Halstad | 8105 | 5 | City of Halstad - (MN) | Petroleum Liquids | 47.3501 | -96.8319 | 2
2025-09 | MISO | Tipton | 8106 | 1A | City of Tipton - (IA) | Petroleum Liquids | 41.7717 | -91.1321 | 2
2025-09 | MISO | Tipton | 8106 | 2 | City of Tipton - (IA) | Petroleum Liquids | 41.7717 | -91.1321 | 1.3
2025-09 | MISO | Tipton | 8106 | 5 | City of Tipton - (IA) | Petroleum Liquids | 41.7717 | -91.1321 | 2
2025-09 | MISO | Tipton | 8106 | 6 | City of Tipton - (IA) | Petroleum Liquids | 41.7717 | -91.1321 | 2
2025-09 | MISO | Tipton | 8106 | 7 | City of Tipton - (IA) | Petroleum Liquids | 41.7717 | -91.1321 | 2
2025-09 | MISO | Hopkinton | 8108 | 1 | City of Hopkinton - (IA) | Petroleum Liquids | 42.3435 | -91.2471 | 1.6
2025-09 | MISO | Hopkinton | 8108 | CAT | City of Hopkinton - (IA) | Petroleum Liquids | 42.3435 | -91.2471 | 2.5
2025-09 | MISO | Coyote | 8222 | 1 | Otter Tail Power Co | Conventional Steam Coal | 47.2214 | -101.8157 | 450
2025-09 | PJM | Seneca Generation LLC | 8225 | 1 | Seneca Generation LLC | Hydroelectric Pumped Storage | 41.8389 | -79.0056 | 205.9
2025-09 | PJM | Seneca Generation LLC | 8225 | 2 | Seneca Generation LLC | Hydroelectric Pumped Storage | 41.8389 | -79.0056 | 205.9
2025-09 | PJM | Seneca Generation LLC | 8225 | 3 | Seneca Generation LLC | Conventional Hydroelectric | 41.8389 | -79.0056 | 26.1
2025-09 | NYIS | Astoria Generating Station | 8906 | 1 | U S Power Generating Company LLC | Natural Gas Fired Combustion Turbine | 40.7877 | -73.9126 | 15
2025-09 | NYIS | Astoria Generating Station | 8906 | 2 | U S Power Generating Company LLC | Natural Gas Steam Turbine | 40.7877 | -73.9126 | 180
2025-09 | NYIS | Astoria Generating Station | 8906 | 3 | U S Power Generating Company LLC | Natural Gas Steam Turbine | 40.7877 | -73.9126 | 376
2025-09 | NYIS | Astoria Generating Station | 8906 | ST5 | U S Power Generating Company LLC | Natural Gas Steam Turbine | 40.7877 | -73.9126 | 387
2025-09 | ISNE | Cherry Street | 9038 | 10 | Town of Hudson - (MA) | Natural Gas Internal Combustion Engine | 42.3886 | -71.56 | 2.2
2025-09 | ISNE | Cherry Street | 9038 | 11 | Town of Hudson - (MA) | Natural Gas Internal Combustion Engine | 42.3886 | -71.56 | 2.2
2025-09 | ISNE | Cherry Street | 9038 | 12 | Town of Hudson - (MA) | Natural Gas Internal Combustion Engine | 42.3886 | -71.56 | 5.6
2025-09 | ISNE | Cherry Street | 9038 | 7 | Town of Hudson - (MA) | Petroleum Liquids | 42.3886 | -71.56 | 3.3
2025-09 | ISNE | Cherry Street | 9038 | 8 | Town of Hudson - (MA) | Natural Gas Internal Combustion Engine | 42.3886 | -71.56 | 4
2025-09 | MISO | Nine Springs | 9674 | GT1 | Madison Gas & Electric Co | Natural Gas Fired Combustion Turbine | 43.0386 | -89.3586 | 16.2
2025-09 | ISNE | Cabot Holyoke | 9864 | 1 | City of Holyoke Gas and Electric Dept. | Conventional Hydroelectric | 42.2 | -72.61 | 0.8
2025-09 | ISNE | Cabot Holyoke | 9864 | 2 | City of Holyoke Gas and Electric Dept. | Conventional Hydroelectric | 42.2 | -72.61 | 0.8
2025-09 | ISNE | Cabot Holyoke | 9864 | 3 | City of Holyoke Gas and Electric Dept. | Conventional Hydroelectric | 42.2 | -72.61 | 0.4
2025-09 | ISNE | Cabot Holyoke | 9864 | 4 | City of Holyoke Gas and Electric Dept. | Conventional Hydroelectric | 42.2 | -72.61 | 0.6
2025-09 | MISO | Covanta Hennepin Energy | 10013 | GEN1 | Covanta Energy Co | Municipal Solid Waste | 44.9833 | -93.2804 | 39.5
2025-09 | PJM | WestRock-West Point Mill | 10017 | GEN9 | WestRock-West Point Mill | Wood/Wood Waste Biomass | 37.5392 | -76.8053 | 10
2025-09 | PJM | WestRock-West Point Mill | 10017 | GN10 | WestRock-West Point Mill | Wood/Wood Waste Biomass | 37.5392 | -76.8053 | 25
2025-09 | PJM | WestRock-West Point Mill | 10017 | GN11 | WestRock-West Point Mill | Wood/Wood Waste Biomass | 37.5392 | -76.8053 | 15
2025-09 | PJM | WestRock-West Point Mill | 10017 | GN12 | WestRock-West Point Mill | Wood/Wood Waste Biomass | 37.5392 | -76.8053 | 46
2025-09 | NYIS | RED-Rochester, LLC | 10025 | 17TG | RED-Rochester, LLC | Natural Gas Steam Turbine | 43.1989 | -77.6319 | 15
2025-09 | NYIS | RED-Rochester, LLC | 10025 | 41TG | RED-Rochester, LLC | Natural Gas Steam Turbine | 43.1989 | -77.6319 | 25.6
2025-09 | NYIS | RED-Rochester, LLC | 10025 | 42TG | RED-Rochester, LLC | Natural Gas Steam Turbine | 43.1989 | -77.6319 | 25.6
2025-09 | NYIS | RED-Rochester, LLC | 10025 | 43TG | RED-Rochester, LLC | Natural Gas Steam Turbine | 43.1989 | -77.6319 | 25.6
2025-09 | NYIS | RED-Rochester, LLC | 10025 | 44TG | RED-Rochester, LLC | Natural Gas Steam Turbine | 43.1989 | -77.6319 | 25.6
2025-09 | NYIS | RED-Rochester, LLC | 10025 | 49CTG | RED-Rochester, LLC | Natural Gas Fired Combustion Turbine | 43.1989 | -77.6319 | 42
2025-09 | NYIS | RED-Rochester, LLC | 10025 | 75TG | RED-Rochester, LLC | Natural Gas Steam Turbine | 43.1989 | -77.6319 | 3
2025-09 | NYIS | RED-Rochester, LLC | 10025 | KPR1 | RED-Rochester, LLC | Conventional Hydroelectric | 43.1989 | -77.6319 | 0.4
2025-09 | CISO | Encina Water Pollution Control | 10026 | EG10 | Encina Joint Powers Authority | Other Waste Biomass | 33.1165 | -117.3215 | 0.8
2025-09 | CISO | Encina Water Pollution Control | 10026 | EG20 | Encina Joint Powers Authority | Other Waste Biomass | 33.1165 | -117.3215 | 0.8
2025-09 | CISO | Encina Water Pollution Control | 10026 | EG30 | Encina Joint Powers Authority | Other Waste Biomass | 33.1165 | -117.3215 | 0.8
2025-09 | CISO | Encina Water Pollution Control | 10026 | EG40 | Encina Joint Powers Authority | Other Waste Biomass | 33.1165 | -117.3215 | 0.8
2025-09 | ISNE | General Electric Aircraft Engines | 10029 | PV | General Electric Aircraft Engines | Solar Photovoltaic | 42.45 | -70.9739 | 1.5
2025-09 | PJM | Energy Center Dover | 10030 | COG1 | Cartier Energy, LLC | Natural Gas Fired Combined Cycle | 39.1495 | -75.5473 | 18
2025-09 | PJM | Energy Center Dover | 10030 | KD-1 | Cartier Energy, LLC | Natural Gas Fired Combined Cycle | 39.1495 | -75.5473 | 50
2025-09 | PJM | Energy Center Dover | 10030 | KD-2 | Cartier Energy, LLC | Natural Gas Fired Combustion Turbine | 39.1495 | -75.5473 | 50
2025-09 | CISO | Gilroy Power Plant | 10034 | GEN1 | Calpine Gilroy Cogen LP | Natural Gas Fired Combined Cycle | 37.0001 | -121.5367 | 90
2025-09 | CISO | Gilroy Power Plant | 10034 | GEN2 | Calpine Gilroy Cogen LP | Natural Gas Fired Combined Cycle | 37.0001 | -121.5367 | 40
2025-09 | ISNE | Hillsborough Hosiery | 10036 | GEN1 | Silverstreet Hydro | Conventional Hydroelectric | 43.1139 | -71.894 | 0.6
2025-09 | ISNE | Hillsborough Hosiery | 10036 | GEN2 | Silverstreet Hydro | Conventional Hydroelectric | 43.1139 | -71.894 | 0.6
2025-09 | CISO | Kaweah Delta District Hospital | 10042 | KDHT1 | Kaweah Delta Hospital | Natural Gas Fired Combustion Turbine | 36.3275 | -119.2947 | 3.5
2025-09 | MISO | Fourche Creek Wastewater | 10050 | 4 | Little Rock Water Reclamation Authority | Natural Gas Internal Combustion Engine | 34.6968 | -92.165 | 1.3
2025-09 | PJM | Wabtec U.S Rail, Grove City Engine Plant | 10058 | REGN | General Electric Co | Petroleum Liquids | 41.1694 | -80.1055 | 4.4
2025-09 | PJM | Mars Wrigley Confectionery US, LLC | 10061 | GEN1 | Mars Wrigley Confectionery US, LLC | Natural Gas Fired Combined Cycle | 40.8625 | -74.825 | 10.9
2025-09 | PJM | Mars Wrigley Confectionery US, LLC | 10061 | GEN2 | Mars Wrigley Confectionery US, LLC | Natural Gas Fired Combined Cycle | 40.8625 | -74.825 | 1.4
2025-09 | ISNE | Derby Hydro | 10063 | GEN1 | McCallum Enterprises I LP | Conventional Hydroelectric | 41.3243 | -73.1021 | 4
2025-09 | ISNE | Derby Hydro | 10063 | GEN2 | McCallum Enterprises I LP | Conventional Hydroelectric | 41.3243 | -73.1021 | 4
2025-09 | ISNE | Derby Hydro | 10063 | GEN3 | McCallum Enterprises I LP | Conventional Hydroelectric | 41.3243 | -73.1021 | 0.3
2025-09 | ISNE | Derby Hydro | 10063 | GEN4 | McCallum Enterprises I LP | Conventional Hydroelectric | 41.3243 | -73.1021 | 0.3
2025-09 | ISNE | Lockwood Hydroelectric Facility | 10066 | GEN1 | Merimil Ltd Partnership | Conventional Hydroelectric | 44.5467 | -69.6292 | 0.8
2025-09 | ISNE | Lockwood Hydroelectric Facility | 10066 | GEN2 | Merimil Ltd Partnership | Conventional Hydroelectric | 44.5467 | -69.6292 | 0.8
2025-09 | ISNE | Lockwood Hydroelectric Facility | 10066 | GEN3 | Merimil Ltd Partnership | Conventional Hydroelectric | 44.5467 | -69.6292 | 0.8
2025-09 | ISNE | Lockwood Hydroelectric Facility | 10066 | GEN4 | Merimil Ltd Partnership | Conventional Hydroelectric | 44.5467 | -69.6292 | 0.8
2025-09 | ISNE | Lockwood Hydroelectric Facility | 10066 | GEN5 | Merimil Ltd Partnership | Conventional Hydroelectric | 44.5467 | -69.6292 | 0.8
2025-09 | ISNE | Lockwood Hydroelectric Facility | 10066 | GEN6 | Merimil Ltd Partnership | Conventional Hydroelectric | 44.5467 | -69.6292 | 0.8
2025-09 | ISNE | Lockwood Hydroelectric Facility | 10066 | GEN7 | Merimil Ltd Partnership | Conventional Hydroelectric | 44.5467 | -69.6292 | 2.4
2025-09 | SWPP | Engineered Carbons Borger Cogen | 10072 | GEN1 | Orion Engineered Carbons | Other Gases | 35.667 | -101.432 | 20
2025-09 | CISO | Total Energy Facilities | 10091 | G2 | Los Angeles County Sanitation | Other Waste Biomass | 33.7683 | -118.2836 | 9.9
2025-09 | CISO | Total Energy Facilities | 10091 | G3 | Los Angeles County Sanitation | Other Waste Biomass | 33.7683 | -118.2836 | 9.9
2025-09 | CISO | Total Energy Facilities | 10091 | GEN1 | Los Angeles County Sanitation | Other Waste Biomass | 33.7683 | -118.2836 | 9.9
2025-09 | CISO | Total Energy Facilities | 10091 | GEN4 | Los Angeles County Sanitation | Other Waste Biomass | 33.7683 | -118.2836 | 8.7
2025-09 | ISNE | Hampton Facility | 10108 | GEN8 | Foss Manufacturing Company LLC | Natural Gas Fired Combustion Turbine | 42.9383 | -70.8406 | 5
2025-09 | ISNE | Stevens Mills Dam | 10109 | 1G | Eagle Creek Renewable Energy, LLC | Conventional Hydroelectric | 43.4461 | -71.6446 | 0.2
2025-09 | ISNE | Stevens Mills Dam | 10109 | 3G | Eagle Creek Renewable Energy, LLC | Conventional Hydroelectric | 43.4461 | -71.6446 | 1.7
2025-09 | PJM | John B Rich Memorial Power Station | 10113 | GEN1 | Gilberton Power Co | Conventional Steam Coal | 40.7903 | -76.1983 | 88.4
2025-09 | CISO | Grossmont Hospital | 10115 | GEN3 | Sharp Grossmont Hospital | Natural Gas Fired Combustion Turbine | 32.7797 | -117.0064 | 4.5
2025-09 | NYIS | Hampshire Paper | 10116 | 05 | Hampshire Paper Co Inc | Conventional Hydroelectric | 44.2965 | -75.3665 | 3.4
2025-09 | PJM | Harrisburg Facility | 10118 | GEN3 | Harrisburg Authority | Municipal Solid Waste | 40.2442 | -76.8539 | 24.1
2025-09 | PJM | CIP II/AR Bridgewater Holdings - NJCOE | 10122 | 02 | COE Bridgewater LLC c/o Thor Equities, LLC | Natural Gas Fired Combustion Turbine | 40.624 | -74.634 | 5
2025-09 | PJM | Hoffmann LaRoche | 10123 | TG01 | PB Nutclif Master, LLC | Natural Gas Fired Combustion Turbine | 40.8359 | -74.155 | 5.3
2025-09 | PJM | Hoffmann LaRoche | 10123 | TG03 | PB Nutclif Master, LLC | Natural Gas Fired Combustion Turbine | 40.8359 | -74.155 | 5.3
2025-09 | NYIS | Hollow Dam Power Partnership | 10124 | HY2 | Ampersand Hollow Dam Hydro LLC | Conventional Hydroelectric | 44.2965 | -75.3361 | 0.5
2025-09 | CISO | Gosselin Hydro Plant | 10128 | GEN1 | Humboldt Bay Mun Water Dist | Conventional Hydroelectric | 40.37 | -123.4347 | 1
2025-09 | CISO | Gosselin Hydro Plant | 10128 | GEN2 | Humboldt Bay Mun Water Dist | Conventional Hydroelectric | 40.37 | -123.4347 | 1
2025-09 | PJM | Indiana University of Pennsylvania | 10129 | GEN1 | Indiana University of Penn | Natural Gas Internal Combustion Engine | 40.6144 | -79.1594 | 6.1
2025-09 | PJM | Indiana University of Pennsylvania | 10129 | GEN2 | Indiana University of Penn | Natural Gas Internal Combustion Engine | 40.6144 | -79.1594 | 6.1
2025-09 | PJM | Indiana University of Pennsylvania | 10129 | GEN3 | Indiana University of Penn | Natural Gas Internal Combustion Engine | 40.6144 | -79.1594 | 6.1
2025-09 | PJM | Indiana University of Pennsylvania | 10129 | GEN4 | Indiana University of Penn | Natural Gas Internal Combustion Engine | 40.6144 | -79.1594 | 6.1
2025-09 | ISNE | Deweys Mill | 10137 | GEN1 | Green Mountain Power Corp | Conventional Hydroelectric | 43.6411 | -72.4061 | 2.5
2025-09 | ISNE | Deweys Mill | 10137 | GEN2 | Green Mountain Power Corp | Conventional Hydroelectric | 43.6411 | -72.4061 | 0.5
2025-09 | CISO | Isabella Hydro Project | 10139 | GEN1 | Isabella Partners | Conventional Hydroelectric | 35.6441 | -118.482 | 5.9
2025-09 | CISO | Isabella Hydro Project | 10139 | GEN2 | Isabella Partners | Conventional Hydroelectric | 35.6441 | -118.482 | 5.9
2025-09 | PJM | Colver Green Energy | 10143 | COLV | Inter-Power/AhlCon Partners, L.P. | Conventional Steam Coal | 40.5511 | -78.7979 | 118
2025-09 | CISO | Sierra Pacific Lincoln Facility | 10144 | GEN4 | Sierra Pacific Industries | Wood/Wood Waste Biomass | 38.9032 | -121.3097 | 19.2
2025-09 | PJM | Grant Town Power Plant | 10151 | GEN1 | American Bituminous Power LP | Conventional Steam Coal | 39.5618 | -80.1631 | 95.7
2025-09 | ERCO | Power Island | 10154 | GEN1 | INEOS USA LLC | Natural Gas Fired Combustion Turbine | 29.2293 | -95.1952 | 41
2025-09 | ERCO | Power Island | 10154 | GEN2 | INEOS USA LLC | Natural Gas Fired Combustion Turbine | 29.2293 | -95.1952 | 50
2025-09 | ERCO | Power Island | 10154 | GEN3 | INEOS USA LLC | Natural Gas Fired Combustion Turbine | 29.2293 | -95.1952 | 50
2025-09 | PJM | Brasfield | 10155 | 1 | Appomattox River Associates LP | Conventional Hydroelectric | 37.2208 | -77.5245 | 2.9
2025-09 | CISO | Fresno Cogen Partners | 10156 | BESS1 | Wellhead Services, Inc | Batteries | 36.617 | -120.0998 | 16
2025-09 | CISO | Fresno Cogen Partners | 10156 | GEN3 | Wellhead Services, Inc | Natural Gas Fired Combustion Turbine | 36.617 | -120.0998 | 18.6
2025-09 | CISO | Fresno Cogen Partners | 10156 | GEN4 | Wellhead Services, Inc | Natural Gas Fired Combustion Turbine | 36.617 | -120.0998 | 52.2
2025-09 | CISO | Whitewater Hydro Plant | 10162 | WWHI | Desert Water Agency | Conventional Hydroelectric | 33.9347 | -116.6405 | 1.3
2025-09 | ERCO | Seadrift Coke LP | 10167 | GEN1 | Seadrift Coke L P | Petroleum Coke | 28.5139 | -96.7942 | 7.6
2025-09 | CISO | Carson Cogeneration | 10169 | GEN1 | Carson Cogeneration Co | Natural Gas Fired Combined Cycle | 33.8759 | -118.2491 | 45.3
2025-09 | CISO | Carson Cogeneration | 10169 | GEN2 | Carson Cogeneration Co | Natural Gas Fired Combined Cycle | 33.8759 | -118.2491 | 10.5
2025-09 | CISO | Childrens Hospital | 10175 | 0799 | DTE San Diego COGEN Inc. | Petroleum Liquids | 32.7992 | -117.1517 | 2
2025-09 | CISO | Childrens Hospital | 10175 | 1711 | DTE San Diego COGEN Inc. | Natural Gas Fired Combustion Turbine | 32.7992 | -117.1517 | 4.8
2025-09 | CISO | Childrens Hospital | 10175 | 5083 | DTE San Diego COGEN Inc. | Petroleum Liquids | 32.7992 | -117.1517 | 1.5
2025-09 | CISO | Childrens Hospital | 10175 | 5084 | DTE San Diego COGEN Inc. | Petroleum Liquids | 32.7992 | -117.1517 | 1.5
2025-09 | CISO | Childrens Hospital | 10175 | 5085 | DTE San Diego COGEN Inc. | Petroleum Liquids | 32.7992 | -117.1517 | 1.5
2025-09 | ISNE | M Street Jet | 10176 | NO.6 | Massachusetts Bay Trans Auth | Petroleum Liquids | 42.3394 | -71.0314 | 69
2025-09 | ISNE | Mine Falls Generating Station | 10183 | GEN1 | City of Nashua, NH | Conventional Hydroelectric | 42.7503 | -71.5053 | 1.5
2025-09 | ISNE | Mine Falls Generating Station | 10183 | GEN2 | City of Nashua, NH | Conventional Hydroelectric | 42.7503 | -71.5053 | 1.5
2025-09 | ERCO | Central Utility Plant | 10184 | EG1 | Silicon Hills Campus, LLC | Natural Gas Internal Combustion Engine | 30.3974 | -97.8426 | 6
2025-09 | ERCO | Central Utility Plant | 10184 | EG2 | Silicon Hills Campus, LLC | Natural Gas Internal Combustion Engine | 30.3974 | -97.8426 | 6
2025-09 | ERCO | Central Utility Plant | 10184 | TG1 | Silicon Hills Campus, LLC | Natural Gas Steam Turbine | 30.3974 | -97.8426 | 2.3
2025-09 | ISNE | Anson Abenaki Hydros | 10186 | AB1 | Eagle Creek Renewable Energy, LLC | Conventional Hydroelectric | 44.7975 | -69.8867 | 3
2025-09 | ISNE | Anson Abenaki Hydros | 10186 | AB2 | Eagle Creek Renewable Energy, LLC | Conventional Hydroelectric | 44.7975 | -69.8867 | 2.7
2025-09 | ISNE | Anson Abenaki Hydros | 10186 | AB3 | Eagle Creek Renewable Energy, LLC | Conventional Hydroelectric | 44.7975 | -69.8867 | 3
2025-09 | ISNE | Anson Abenaki Hydros | 10186 | AB4 | Eagle Creek Renewable Energy, LLC | Conventional Hydroelectric | 44.7975 | -69.8867 | 3
2025-09 | ISNE | Anson Abenaki Hydros | 10186 | AB5 | Eagle Creek Renewable Energy, LLC | Conventional Hydroelectric | 44.7975 | -69.8867 | 2.5
2025-09 | ISNE | Anson Abenaki Hydros | 10186 | AB6 | Eagle Creek Renewable Energy, LLC | Conventional Hydroelectric | 44.7975 | -69.8867 | 3
2025-09 | ISNE | Anson Abenaki Hydros | 10186 | AB7 | Eagle Creek Renewable Energy, LLC | Conventional Hydroelectric | 44.7975 | -69.8867 | 2.5
2025-09 | ISNE | Anson Abenaki Hydros | 10186 | AB8 | Eagle Creek Renewable Energy, LLC | Conventional Hydroelectric | 44.7975 | -69.8867 | 0.3
2025-09 | ISNE | Anson Abenaki Hydros | 10186 | AN1 | Eagle Creek Renewable Energy, LLC | Conventional Hydroelectric | 44.7975 | -69.8867 | 1.8
2025-09 | ISNE | Anson Abenaki Hydros | 10186 | AN2 | Eagle Creek Renewable Energy, LLC | Conventional Hydroelectric | 44.7975 | -69.8867 | 1.8
2025-09 | ISNE | Anson Abenaki Hydros | 10186 | AN3 | Eagle Creek Renewable Energy, LLC | Conventional Hydroelectric | 44.7975 | -69.8867 | 1.8
2025-09 | ISNE | Anson Abenaki Hydros | 10186 | AN4 | Eagle Creek Renewable Energy, LLC | Conventional Hydroelectric | 44.7975 | -69.8867 | 1.8
2025-09 | ISNE | Anson Abenaki Hydros | 10186 | AN5 | Eagle Creek Renewable Energy, LLC | Conventional Hydroelectric | 44.7975 | -69.8867 | 1.8
2025-09 | NYIS | Castleton Energy Center | 10190 | GEN1 | Fortistar Castleton Power | Natural Gas Fired Combined Cycle | 42.5375 | -73.7433 | 47
2025-09 | NYIS | Castleton Energy Center | 10190 | GEN2 | Fortistar Castleton Power | Natural Gas Fired Combined Cycle | 42.5375 | -73.7433 | 25
2025-09 | CISO | Tehachapi Wind Resource I | 10191 | EXIS | CalWind Resources Inc | Onshore Wind Turbine | 35.0606 | -118.3897 | 8.7
2025-09 | MISO | CF Industries Yazoo City Complex | 10195 | EXIS | CF Industries Nitrogen LLC | Natural Gas Fired Combustion Turbine | 32.9041 | -90.3781 | 25
2025-09 | NYIS | Moose River | 10196 | GEN1 | EONY Generation Limited | Conventional Hydroelectric | 43.6107 | -75.3413 | 12.6
2025-09 | NYIS | Philadlephia | 10197 | GEN1 | EONY Generation Limited | Conventional Hydroelectric | 44.1586 | -75.7088 | 3.6
2025-09 | MISO | Mosaic Phosphates Uncle Sam | 10198 | GEN2 | Mosaic Phosphates Co. | All Other | 30.0386 | -90.8283 | 11
2025-09 | MISO | Mosaic Phosphates Uncle Sam | 10198 | GEN3 | Mosaic Phosphates Co. | All Other | 30.0386 | -90.8283 | 15
2025-09 | CISO | Loma Linda University Cogen | 10206 | GEN1 | Loma Linda University | Natural Gas Fired Combustion Turbine | 34.0504 | -117.2484 | 5.2
2025-09 | CISO | Loma Linda University Cogen | 10206 | GEN2 | Loma Linda University | Natural Gas Fired Combustion Turbine | 34.0504 | -117.2484 | 5.2
2025-09 | CISO | Loma Linda University Cogen | 10206 | GEN4 | Loma Linda University | Petroleum Liquids | 34.0504 | -117.2484 | 1.7
2025-09 | CISO | Loma Linda University Cogen | 10206 | GEN5 | Loma Linda University | Petroleum Liquids | 34.0504 | -117.2484 | 1
2025-09 | MISO | Escanaba Mill | 10208 | NO.7 | Billerud Escanaba LLC | Wood/Wood Waste Biomass | 45.8044 | -87.0891 | 38.6
2025-09 | MISO | Escanaba Mill | 10208 | NO.8 | Billerud Escanaba LLC | Wood/Wood Waste Biomass | 45.8044 | -87.0891 | 29.8
2025-09 | MISO | Escanaba Mill | 10208 | NO9 | Billerud Escanaba LLC | Wood/Wood Waste Biomass | 45.8044 | -87.0891 | 54
2025-09 | CISO | El Segundo Cogen | 10213 | GEN1 | Chevron USA Inc-El Segundo | Natural Gas Fired Combined Cycle | 33.9058 | -118.4031 | 42.4
2025-09 | CISO | El Segundo Cogen | 10213 | GEN2 | Chevron USA Inc-El Segundo | Natural Gas Fired Combined Cycle | 33.9058 | -118.4031 | 42.4
2025-09 | CISO | El Segundo Cogen | 10213 | GEN5 | Chevron USA Inc-El Segundo | Natural Gas Fired Combined Cycle | 33.9058 | -118.4031 | 40.3
2025-09 | CISO | El Segundo Cogen | 10213 | GEN6 | Chevron USA Inc-El Segundo | Natural Gas Fired Combined Cycle | 33.9058 | -118.4031 | 9.1
2025-09 | CISO | El Segundo Cogen | 10213 | GEN7 | Chevron USA Inc-El Segundo | Natural Gas Fired Combined Cycle | 33.9058 | -118.4031 | 40.7
2025-09 | CISO | El Segundo Cogen | 10213 | GEN8 | Chevron USA Inc-El Segundo | Natural Gas Fired Combined Cycle | 33.9058 | -118.4031 | 5.2
2025-09 | NYIS | Lower Saranac Hydroelectric Facility | 10214 | GEN1 | Central Rivers Power US, LLC | Conventional Hydroelectric | 44.6694 | -73.5075 | 3.2
2025-09 | NYIS | Lower Saranac Hydroelectric Facility | 10214 | GEN2 | Central Rivers Power US, LLC | Conventional Hydroelectric | 44.6694 | -73.5075 | 3.2
2025-09 | NYIS | Lower Saranac Hydroelectric Facility | 10214 | GEN3 | Central Rivers Power US, LLC | Conventional Hydroelectric | 44.6694 | -73.5075 | 0.3
2025-09 | NYIS | Warrensburg Hydroelectric | 10218 | HY1 | Boralex Hydro Operations Inc | Conventional Hydroelectric | 43.4833 | -73.7986 | 2.9
2025-09 | NYIS | Middle Falls Hydro | 10219 | HY1 | Boralex Hydro Operations Inc | Conventional Hydroelectric | 43.0987 | -73.5253 | 1.1
2025-09 | NYIS | Middle Falls Hydro | 10219 | HY2 | Boralex Hydro Operations Inc | Conventional Hydroelectric | 43.0987 | -73.5253 | 1.1
2025-09 | NYIS | Sissonville Hydro | 10220 | HY1 | Boralex Hydro Operations Inc | Conventional Hydroelectric | 44.6856 | -75.0029 | 3
2025-09 | NYIS | New York State Dam Hydro | 10221 | GEN1 | Boralex Hydro Operations Inc | Conventional Hydroelectric | 42.7818 | -73.6961 | 5.7
2025-09 | NYIS | New York State Dam Hydro | 10221 | GEN2 | Boralex Hydro Operations Inc | Conventional Hydroelectric | 42.7818 | -73.6961 | 5.7
2025-09 | CISO | Tulare Success Power Project | 10222 | SPP1 | Lower Tule River Irrgtn Dist | Conventional Hydroelectric | 36.0586 | -118.9241 | 1.4
2025-09 | PJM | Merck Rahway Power Plant | 10224 | GEN9 | Merck & Co Inc | Natural Gas Steam Turbine | 40.6156 | -74.2653 | 10.8
2025-09 | PJM | Merck Rahway Power Plant | 10224 | GEN9A | Merck & Co Inc | Natural Gas Steam Turbine | 40.6156 | -74.2653 | 4.5
2025-09 | PJM | Merck Rahway Power Plant | 10224 | SOLAR | Merck & Co Inc | Solar Photovoltaic | 40.6156 | -74.2653 | 0.5
2025-09 | MISO | Biron Mill | 10234 | GEN3 | ND Paper, Inc. | Natural Gas Steam Turbine | 44.43 | -89.78 | 7.5
2025-09 | MISO | Biron Mill | 10234 | GEN4 | ND Paper, Inc. | Natural Gas Steam Turbine | 44.43 | -89.78 | 15.6
2025-09 | MISO | Biron Mill | 10234 | GEN5 | ND Paper, Inc. | Conventional Steam Coal | 44.43 | -89.78 | 21.5
2025-09 | NYIS | Diana Hydroelectric | 10237 | GEN1 | EONY Generation Limited | Conventional Hydroelectric | 44.1519 | -75.3217 | 1.8
2025-09 | NYIS | Dolgeville Hydro | 10238 | GEN1 | EONY Generation Limited | Conventional Hydroelectric | 43.0906 | -74.767 | 5
2025-09 | ERCO | Ticona Polymers Inc | 10243 | GEN5 | Ticona Polymers Inc | Natural Gas Fired Combustion Turbine | 27.5697 | -97.8228 | 44.2
2025-09 | PJM | Pixelle Specialty Solutions LLC - Chilli | 10244 | T-11 | US Paper Mill Company | Wood/Wood Waste Biomass | 39.3246 | -82.974 | 24
2025-09 | PJM | Pixelle Specialty Solutions LLC - Chilli | 10244 | T-12 | US Paper Mill Company | Wood/Wood Waste Biomass | 39.3246 | -82.974 | 31
2025-09 | PJM | Pixelle Specialty Solutions LLC - Chilli | 10244 | T-13 | US Paper Mill Company | Natural Gas Steam Turbine | 39.3246 | -82.974 | 27.2
2025-09 | MISO | ArcelorMittal Burns Harbor | 10245 | GEN5 | Cleveland-Cliffs Burns Harbor LLC | Other Gases | 41.635 | -87.1387 | 62
2025-09 | MISO | ArcelorMittal Burns Harbor | 10245 | GEN6 | Cleveland-Cliffs Burns Harbor LLC | Other Gases | 41.635 | -87.1387 | 51
2025-09 | MISO | ArcelorMittal Burns Harbor | 10245 | GEN7 | Cleveland-Cliffs Burns Harbor LLC | Other Gases | 41.635 | -87.1387 | 63.2
2025-09 | CISO | Haypress | 10253 | LGEN | EIF Haypress LLC | Conventional Hydroelectric | 39.5657 | -120.5817 | 5
2025-09 | CISO | Haypress | 10253 | UGEN | EIF Haypress LLC | Conventional Hydroelectric | 39.5657 | -120.5817 | 5
2025-09 | ISNE | West Enfield Hydro | 10255 | GEN1 | Brookfield Black Bear Hydro, LLC | Conventional Hydroelectric | 45.2497 | -68.6483 | 6.5
2025-09 | ISNE | West Enfield Hydro | 10255 | GEN2 | Brookfield Black Bear Hydro, LLC | Conventional Hydroelectric | 45.2497 | -68.6483 | 6.5
2025-09 | ERCO | Enterprise Products Operating | 10261 | GEN3 | Enterprise Products Optg LP | Natural Gas Fired Combustion Turbine | 29.8247 | -94.9197 | 3.4
2025-09 | ERCO | Enterprise Products Operating | 10261 | GEN4 | Enterprise Products Optg LP | Natural Gas Fired Combustion Turbine | 29.8247 | -94.9197 | 3.4
2025-09 | ERCO | Enterprise Products Operating | 10261 | GEN5 | Enterprise Products Optg LP | Natural Gas Fired Combustion Turbine | 29.8247 | -94.9197 | 3.4
2025-09 | ERCO | Enterprise Products Operating | 10261 | GEN6 | Enterprise Products Optg LP | Natural Gas Fired Combustion Turbine | 29.8247 | -94.9197 | 3.5
2025-09 | ERCO | Enterprise Products Operating | 10261 | GEN7 | Enterprise Products Optg LP | Natural Gas Fired Combustion Turbine | 29.8247 | -94.9197 | 3.5
2025-09 | ERCO | Enterprise Products Operating | 10261 | GEN8 | Enterprise Products Optg LP | Natural Gas Fired Combustion Turbine | 29.8247 | -94.9197 | 3.5
2025-09 | ISNE | Clement Dam Hydro LLC | 10276 | 0049 | Eagle Creek Renewable Energy, LLC | Conventional Hydroelectric | 43.4405 | -71.596 | 2.4
2025-09 | SWPP | Kansas River Project | 10279 | 1 | Bowersock Mills & Power Co | Conventional Hydroelectric | 38.974 | -95.2351 | 0.3
2025-09 | SWPP | Kansas River Project | 10279 | 10 | Bowersock Mills & Power Co | Conventional Hydroelectric | 38.974 | -95.2351 | 1.3
2025-09 | SWPP | Kansas River Project | 10279 | 11 | Bowersock Mills & Power Co | Conventional Hydroelectric | 38.974 | -95.2351 | 1
2025-09 | SWPP | Kansas River Project | 10279 | 2 | Bowersock Mills & Power Co | Conventional Hydroelectric | 38.974 | -95.2351 | 0.3
2025-09 | SWPP | Kansas River Project | 10279 | 3 | Bowersock Mills & Power Co | Conventional Hydroelectric | 38.974 | -95.2351 | 0.3
2025-09 | SWPP | Kansas River Project | 10279 | 4 | Bowersock Mills & Power Co | Conventional Hydroelectric | 38.974 | -95.2351 | 0.3
2025-09 | SWPP | Kansas River Project | 10279 | 5 | Bowersock Mills & Power Co | Conventional Hydroelectric | 38.974 | -95.2351 | 0.4
2025-09 | SWPP | Kansas River Project | 10279 | 6 | Bowersock Mills & Power Co | Conventional Hydroelectric | 38.974 | -95.2351 | 0.4
2025-09 | SWPP | Kansas River Project | 10279 | 7 | Bowersock Mills & Power Co | Conventional Hydroelectric | 38.974 | -95.2351 | 0.4
2025-09 | SWPP | Kansas River Project | 10279 | 8 | Bowersock Mills & Power Co | Conventional Hydroelectric | 38.974 | -95.2351 | 1
2025-09 | SWPP | Kansas River Project | 10279 | 9 | Bowersock Mills & Power Co | Conventional Hydroelectric | 38.974 | -95.2351 | 1.3
2025-09 | CISO | Big Creek Water Works | 10282 | BCHY | Big Creek Water Works Ltd | Conventional Hydroelectric | 40.6467 | -123.498 | 5
2025-09 | PJM | Townsend Hydro | 10285 | GEN1 | Beaver Falls Municipal Auth | Conventional Hydroelectric | 40.7335 | -80.3148 | 2.6
2025-09 | PJM | Townsend Hydro | 10285 | GEN2 | Beaver Falls Municipal Auth | Conventional Hydroelectric | 40.7335 | -80.3148 | 2.6
2025-09 | NYIS | Cornell Hydro | 10286 | 1 | Cornell Hydro | Conventional Hydroelectric | 42.4519 | -76.4851 | 0.8
2025-09 | NYIS | Cornell Hydro | 10286 | 2 | Cornell Hydro | Conventional Hydroelectric | 42.4519 | -76.4851 | 1.1
2025-09 | ISNE | Bridgewater Power LP | 10290 | GEN1 | Bridgewater Power Co LP | Wood/Wood Waste Biomass | 43.7155 | -71.6585 | 20
2025-09 | CISO | King City Power Plant | 10294 | GTG | Calpine King City Cogen LLC | Natural Gas Fired Combined Cycle | 36.225 | -121.1278 | 90.8
2025-09 | CISO | King City Power Plant | 10294 | STG | Calpine King City Cogen LLC | Natural Gas Fired Combined Cycle | 36.225 | -121.1278 | 42.4
2025-09 | ERCO | Bayou Cogen Plant | 10298 | GT1 | Air Liquide Large Industries U S LP | Natural Gas Fired Combustion Turbine | 29.6225 | -95.0458 | 79.6
2025-09 | ERCO | Bayou Cogen Plant | 10298 | GT2 | Air Liquide Large Industries U S LP | Natural Gas Fired Combustion Turbine | 29.6225 | -95.0458 | 79.6
2025-09 | ERCO | Bayou Cogen Plant | 10298 | GT3 | Air Liquide Large Industries U S LP | Natural Gas Fired Combustion Turbine | 29.6225 | -95.0458 | 79.6
2025-09 | ERCO | Bayou Cogen Plant | 10298 | GT4 | Air Liquide Large Industries U S LP | Natural Gas Fired Combustion Turbine | 29.6225 | -95.0458 | 79.6
2025-09 | MISO | Louisiana Sugar Refining | 10301 | GEN2 | Louisiana Sugar Refining LLC | Natural Gas Steam Turbine | 30.0497 | -90.6839 | 2.5
2025-09 | MISO | Louisiana Sugar Refining | 10301 | GEN3 | Louisiana Sugar Refining LLC | Natural Gas Steam Turbine | 30.0497 | -90.6839 | 1.7
2025-09 | MISO | Louisiana Sugar Refining | 10301 | GEN4 | Louisiana Sugar Refining LLC | Natural Gas Steam Turbine | 30.0497 | -90.6839 | 2.5
2025-09 | PJM | Juniata Locomotive Shop | 10302 | GEN3 | Norfork Southern Corp | Natural Gas Fired Combustion Turbine | 40.5333 | -78.3841 | 1.5
2025-09 | NYIS | Dutchess Cnty Resource Recovery Facility | 10305 | GEN1 | Dutchess County RRA | Municipal Solid Waste | 41.647 | -73.943 | 9.2
2025-09 | ISNE | Bellingham Cogeneration Facility | 10307 | CT1 | Northeast Energy Associates LP | Natural Gas Fired Combined Cycle | 42.0925 | -71.4833 | 128.7
2025-09 | ISNE | Bellingham Cogeneration Facility | 10307 | CT2 | Northeast Energy Associates LP | Natural Gas Fired Combined Cycle | 42.0925 | -71.4833 | 128.7
2025-09 | ISNE | Bellingham Cogeneration Facility | 10307 | ST1 | Northeast Energy Associates LP | Natural Gas Fired Combined Cycle | 42.0925 | -71.4833 | 128.7
2025-09 | PJM | Sayreville Cogeneration Facility | 10308 | CT1 | Sayreville Power Generation LP | Natural Gas Fired Combined Cycle | 40.439 | -74.3444 | 143.4
2025-09 | PJM | Sayreville Cogeneration Facility | 10308 | CT2 | Sayreville Power Generation LP | Natural Gas Fired Combined Cycle | 40.439 | -74.3444 | 143.4
2025-09 | PJM | Sayreville Cogeneration Facility | 10308 | ST1 | Sayreville Power Generation LP | Natural Gas Fired Combined Cycle | 40.439 | -74.3444 | 143.4
2025-09 | MISO | Geismar | 10319 | GEN1 | BASF Corporation | Natural Gas Fired Combustion Turbine | 30.2 | -91 | 35.7
2025-09 | MISO | Geismar | 10319 | GEN2 | BASF Corporation | Natural Gas Fired Combustion Turbine | 30.2 | -91 | 41.2
2025-09 | MISO | Geismar | 10319 | GEN3 | BASF Corporation | Natural Gas Steam Turbine | 30.2 | -91 | 7.2
2025-09 | MISO | T B Simon Power Plant | 10328 | GEN1 | Michigan State University | Natural Gas Steam Turbine | 42.7178 | -84.4836 | 12.5
2025-09 | MISO | T B Simon Power Plant | 10328 | GEN2 | Michigan State University | Natural Gas Steam Turbine | 42.7178 | -84.4836 | 12.5
2025-09 | MISO | T B Simon Power Plant | 10328 | GEN3 | Michigan State University | Natural Gas Steam Turbine | 42.7178 | -84.4836 | 15
2025-09 | MISO | T B Simon Power Plant | 10328 | GEN4 | Michigan State University | Natural Gas Steam Turbine | 42.7178 | -84.4836 | 21
2025-09 | MISO | T B Simon Power Plant | 10328 | GEN5 | Michigan State University | Natural Gas Steam Turbine | 42.7178 | -84.4836 | 24
2025-09 | MISO | T B Simon Power Plant | 10328 | GEN6 | Michigan State University | Natural Gas Fired Combustion Turbine | 42.7178 | -84.4836 | 14.3
2025-09 | MISO | T B Simon Power Plant | 10328 | GEN7 | Michigan State University | Natural Gas Internal Combustion Engine | 42.7178 | -84.4836 | 9.4
2025-09 | MISO | T B Simon Power Plant | 10328 | GEN8 | Michigan State University | Natural Gas Internal Combustion Engine | 42.7178 | -84.4836 | 9.4
2025-09 | MISO | T B Simon Power Plant | 10328 | GEN9 | Michigan State University | Natural Gas Internal Combustion Engine | 42.7178 | -84.4836 | 9.4
2025-09 | CISO | Marathon Bay Area Cogen | 10342 | TG1 | Tesoro Marketing & Refining Co. LLC (Martinez) | Natural Gas Fired Combined Cycle | 38.0244 | -122.0589 | 40
2025-09 | CISO | Marathon Bay Area Cogen | 10342 | TG2 | Tesoro Marketing & Refining Co. LLC (Martinez) | Natural Gas Fired Combined Cycle | 38.0244 | -122.0589 | 40
2025-09 | CISO | Marathon Bay Area Cogen | 10342 | TG3 | Tesoro Marketing & Refining Co. LLC (Martinez) | Natural Gas Fired Combined Cycle | 38.0244 | -122.0589 | 33.5
2025-09 | PJM | Foster Wheeler Mt Carmel Cogen | 10343 | TG1 | Mount Carmel Cogen Inc | Conventional Steam Coal | 40.8112 | -76.453 | 47.3
2025-09 | CISO | Greenleaf 2 Power Plant | 10349 | GEN1 | Greenleaf Energy LLC | Natural Gas Fired Combustion Turbine | 39.1365 | -121.6397 | 49.5
2025-09 | CISO | Greenleaf 1 | 10350 | CTGA | Calpine Greenleaf Holding, Inc. | Natural Gas Fired Combustion Turbine | 39.0529 | -121.6961 | 34.9
2025-09 | CISO | Greenleaf 1 | 10350 | CTGB | Calpine Greenleaf Holding, Inc. | Natural Gas Fired Combustion Turbine | 39.0529 | -121.6961 | 34.9
2025-09 | ISNE | ReEnergy Livermore Falls | 10354 | GEN1 | ReEnergy Livermore Falls | Wood/Wood Waste Biomass | 44.4317 | -70.1619 | 39.6
2025-09 | MISO | Consumer Operations LLC | 10360 | GEN6 | Georgia-Pacific Consumer Oper. Green Bay LLC | Natural Gas Steam Turbine | 44.4936 | -88.0303 | 18.7
2025-09 | MISO | Consumer Operations LLC | 10360 | GEN7 | Georgia-Pacific Consumer Oper. Green Bay LLC | Natural Gas Steam Turbine | 44.4936 | -88.0303 | 28.9
2025-09 | SWPP | Georgia-Pacific Muskogee | 10362 | GEN1 | Georgia-Pacific Muskogee LLC | Natural Gas Steam Turbine | 35.7322 | -95.2939 | 25
2025-09 | SWPP | Georgia-Pacific Muskogee | 10362 | GEN2 | Georgia-Pacific Muskogee LLC | Natural Gas Steam Turbine | 35.7322 | -95.2939 | 44.5
2025-09 | SWPP | Georgia-Pacific Muskogee | 10362 | GEN3 | Georgia-Pacific Muskogee LLC | Natural Gas Steam Turbine | 35.7322 | -95.2939 | 44.5
2025-09 | CISO | Sycamore Energy LLC | 10387 | 1A | Sycamore Energy LLC | Landfill Gas | 32.8577 | -117.0288 | 1.2
2025-09 | CISO | Sycamore Energy LLC | 10387 | 2A | Sycamore Energy LLC | Landfill Gas | 32.8577 | -117.0288 | 1.2
2025-09 | CISO | Sycamore Energy LLC | 10387 | 3 | Sycamore Energy LLC | Landfill Gas | 32.8577 | -117.0288 | 3
2025-09 | MISO | Indiana Harbor West | 10397 | GEN8 | Cleveland Cliffs | Natural Gas Steam Turbine | 41.6638 | -87.4523 | 40
2025-09 | MISO | Indiana Harbor West | 10397 | GEN9 | Cleveland Cliffs | Natural Gas Steam Turbine | 41.6638 | -87.4523 | 55
2025-09 | PJM | Cleveland Works | 10398 | GENB | Cleveland Cliffs | Other Gases | 41.4739 | -81.6728 | 10
2025-09 | PJM | Cleveland Works | 10398 | GENG | Cleveland Cliffs | Other Gases | 41.4739 | -81.6728 | 70
2025-09 | CISO | Kingsburg Cogen | 10405 | GEN1 | KES Kingsburg LP | Natural Gas Fired Combined Cycle | 36.5397 | -119.5794 | 23.1
2025-09 | CISO | Kingsburg Cogen | 10405 | GEN2 | KES Kingsburg LP | Natural Gas Fired Combined Cycle | 36.5397 | -119.5794 | 13.1
2025-09 | ISNE | Clark University | 10408 | GEN2 | Clark University | Natural Gas Internal Combustion Engine | 42.2508 | -71.8226 | 2
2025-09 | ERCO | Ascend Performance Materials Texas Inc. | 10418 | GEN1 | Ascend Performance Materials | Natural Gas Steam Turbine | 29.2558 | -95.2103 | 6
2025-09 | ERCO | Ascend Performance Materials Texas Inc. | 10418 | GEN4 | Ascend Performance Materials | Natural Gas Steam Turbine | 29.2558 | -95.2103 | 46.1
2025-09 | CISO | New-Indy Ontario Mill | 10427 | GEN2 | New-Indy Ontario LLC | Natural Gas Fired Combustion Turbine | 34.0454 | -117.5402 | 16.5
2025-09 | CISO | New-Indy Ontario Mill | 10427 | GEN3 | New-Indy Ontario LLC | Natural Gas Fired Combustion Turbine | 34.0454 | -117.5402 | 16.5
2025-09 | MISO | Anheuser-Busch St Louis | 10430 | GEN1 | Anheuser-Busch Inc | Natural Gas Steam Turbine | 38.5978 | -90.2107 | 11
2025-09 | MISO | Anheuser-Busch St Louis | 10430 | GEN3 | Anheuser-Busch Inc | Natural Gas Steam Turbine | 38.5978 | -90.2107 | 11
2025-09 | PJM | Camden Resource Recovery Facility | 10435 | TGA | Covanta Camden Energy Recovery Center | Municipal Solid Waste | 39.9092 | -75.1169 | 17.5
2025-09 | PJM | Camden Resource Recovery Facility | 10435 | TGB | Covanta Camden Energy Recovery Center | Municipal Solid Waste | 39.9092 | -75.1169 | 17.5
2025-09 | ERCO | ExxonMobil Baytown Refinery | 10436 | GT38 | Exxon Mobil Refining and Supply Co. | Natural Gas Fired Combustion Turbine | 29.7535 | -94.9973 | 45.7
2025-09 | ERCO | ExxonMobil Baytown Refinery | 10436 | GT41 | Exxon Mobil Refining and Supply Co. | Natural Gas Fired Combustion Turbine | 29.7535 | -94.9973 | 27.6
2025-09 | ERCO | ExxonMobil Baytown Refinery | 10436 | GT42 | Exxon Mobil Refining and Supply Co. | Natural Gas Fired Combustion Turbine | 29.7535 | -94.9973 | 27.6
2025-09 | ERCO | ExxonMobil Baytown Refinery | 10436 | GT43 | Exxon Mobil Refining and Supply Co. | Natural Gas Fired Combustion Turbine | 29.7535 | -94.9973 | 27.6
2025-09 | ERCO | ExxonMobil Baytown Refinery | 10436 | GT44 | Exxon Mobil Refining and Supply Co. | Natural Gas Fired Combustion Turbine | 29.7535 | -94.9973 | 27.6
2025-09 | ERCO | ExxonMobil Baytown Refinery | 10436 | GT45 | Exxon Mobil Refining and Supply Co. | Natural Gas Fired Combustion Turbine | 29.7535 | -94.9973 | 45.7
2025-09 | ERCO | ExxonMobil Baytown Refinery | 10436 | ST34 | Exxon Mobil Refining and Supply Co. | All Other | 29.7535 | -94.9973 | 7.5
2025-09 | CISO | Sunray 2 | 10437 | SUN2 | Sunray Energy 2, LLC | Solar Photovoltaic | 34.8634 | -116.8276 | 20
2025-09 | CISO | Sunray 3 | 10438 | SUN3 | Sunray Energy 3 LLC | Solar Photovoltaic | 34.8634 | -116.8276 | 13.8
2025-09 | CISO | Lockhart Solar PV, LLC | 10444 | LOC1 | Terra-Gen Operating Co-Solar | Solar Photovoltaic | 35.0308 | -117.3563 | 100.4
2025-09 | MISO | LAC Courte Oreilles Hydroelect | 10453 | U1 | Zero6 Energy Hydro | Conventional Hydroelectric | 45.8883 | -91.0769 | 0.2
2025-09 | MISO | LAC Courte Oreilles Hydroelect | 10453 | U2 | Zero6 Energy Hydro | Conventional Hydroelectric | 45.8883 | -91.0769 | 1.6
2025-09 | MISO | LAC Courte Oreilles Hydroelect | 10453 | U3 | Zero6 Energy Hydro | Conventional Hydroelectric | 45.8883 | -91.0769 | 1.6
2025-09 | CISO | Muck Valley Hydroelectric | 10458 | GEN1 | Brookfield Renewable Trading and Marketing LP | Conventional Hydroelectric | 40.9764 | -121.2558 | 29.9
2025-09 | NYIS | Fourth Branch Hydroelectric Facility | 10467 | 1 | Albany Engineering Corporation | Conventional Hydroelectric | 42.7876 | -73.6917 | 3.3
2025-09 | CISO | Puente Hills Energy Recovery | 10472 | GEN1 | Los Angeles County Sanitation | Landfill Gas | 34.0233 | -118.0241 | 50
2025-09 | MISO | Expander Turbine | 10475 | 16TG | Cleveland Cliffs | Other Gases | 41.6836 | -87.4233 | 20
2025-09 | CISO | Mammoth G3 | 10479 | T101 | Ormat Nevada Inc | Geothermal | 37.6455 | -118.9096 | 5
2025-09 | CISO | Mammoth G3 | 10479 | T102 | Ormat Nevada Inc | Geothermal | 37.6455 | -118.9096 | 5
2025-09 | CISO | Mammoth G3 | 10479 | T103 | Ormat Nevada Inc | Geothermal | 37.6455 | -118.9096 | 5
2025-09 | CISO | Mammoth G1 | 10480 | GEN1 | Ormat Nevada Inc | Geothermal | 37.6451 | -118.9143 | 5
2025-09 | CISO | Mammoth G1 | 10480 | GEN2 | Ormat Nevada Inc | Geothermal | 37.6451 | -118.9143 | 5
2025-09 | CISO | Mammoth G2 | 10481 | 1 | Ormat Nevada Inc | Geothermal | 37.6464 | -118.9092 | 5
2025-09 | CISO | Mammoth G2 | 10481 | 2 | Ormat Nevada Inc | Geothermal | 37.6464 | -118.9092 | 5
2025-09 | CISO | Mammoth G2 | 10481 | 3 | Ormat Nevada Inc | Geothermal | 37.6464 | -118.9092 | 5
2025-09 | MISO | Boise Cascade International Falls | 10486 | GEN 6 | Boise White Paper LLC | Wood/Wood Waste Biomass | 48.6067 | -93.4066 | 52.3
2025-09 | MISO | International Falls Power | 10487 | GEN1 | Boise White Paper LLC | Conventional Hydroelectric | 48.6081 | -93.4043 | 2.2
2025-09 | MISO | International Falls Power | 10487 | GEN2 | Boise White Paper LLC | Conventional Hydroelectric | 48.6081 | -93.4043 | 2.2
2025-09 | MISO | International Falls Power | 10487 | GEN3 | Boise White Paper LLC | Conventional Hydroelectric | 48.6081 | -93.4043 | 2.2
2025-09 | MISO | International Falls Power | 10487 | GEN4 | Boise White Paper LLC | Conventional Hydroelectric | 48.6081 | -93.4043 | 2.2
2025-09 | MISO | International Falls Power | 10487 | GEN5 | Boise White Paper LLC | Conventional Hydroelectric | 48.6081 | -93.4043 | 2.2
2025-09 | MISO | International Falls Power | 10487 | GEN6 | Boise White Paper LLC | Conventional Hydroelectric | 48.6081 | -93.4043 | 1.6
2025-09 | MISO | International Falls Power | 10487 | GEN7 | Boise White Paper LLC | Conventional Hydroelectric | 48.6081 | -93.4043 | 1.6
2025-09 | MISO | DeRidder Mill | 10488 | TG | Packaging Corporation of America | Wood/Wood Waste Biomass | 30.8606 | -93.3756 | 61.5
2025-09 | NYIS | Upper Beaver Falls Project | 10490 | 1G | Eagle Creek Renewable Energy, LLC | Conventional Hydroelectric | 43.8836 | -75.4281 | 1.5
2025-09 | ISNE | Rumford Falls Hydro Facility | 10493 | BES1 | Brookfield Power New England | Batteries | 44.5486 | -70.6283 | 8
2025-09 | ISNE | Rumford Falls Hydro Facility | 10493 | GEN1 | Brookfield Power New England | Conventional Hydroelectric | 44.5486 | -70.6283 | 8.1
2025-09 | ISNE | Rumford Falls Hydro Facility | 10493 | GEN2 | Brookfield Power New England | Conventional Hydroelectric | 44.5486 | -70.6283 | 8.1
2025-09 | ISNE | Rumford Falls Hydro Facility | 10493 | GEN3 | Brookfield Power New England | Conventional Hydroelectric | 44.5486 | -70.6283 | 8.8
2025-09 | ISNE | Rumford Falls Hydro Facility | 10493 | GEN4 | Brookfield Power New England | Conventional Hydroelectric | 44.5486 | -70.6283 | 4.3
2025-09 | ISNE | Rumford Falls Hydro Facility | 10493 | GEN5 | Brookfield Power New England | Conventional Hydroelectric | 44.5486 | -70.6283 | 7.6
2025-09 | ISNE | Rumford Falls Hydro Facility | 10493 | GEN6 | Brookfield Power New England | Conventional Hydroelectric | 44.5486 | -70.6283 | 7.6
2025-09 | ISNE | Sheldon Springs Hydroelectric | 10494 | IG-1 | Central Rivers Power US, LLC | Conventional Hydroelectric | 44.9108 | -72.9736 | 1.8
2025-09 | ISNE | Sheldon Springs Hydroelectric | 10494 | IG-2 | Central Rivers Power US, LLC | Conventional Hydroelectric | 44.9108 | -72.9736 | 1.8
2025-09 | ISNE | Sheldon Springs Hydroelectric | 10494 | IG-3 | Central Rivers Power US, LLC | Conventional Hydroelectric | 44.9108 | -72.9736 | 0.2
2025-09 | ISNE | Sheldon Springs Hydroelectric | 10494 | SG-1 | Central Rivers Power US, LLC | Conventional Hydroelectric | 44.9108 | -72.9736 | 10.2
2025-09 | ISNE | Sheldon Springs Hydroelectric | 10494 | SG-2 | Central Rivers Power US, LLC | Conventional Hydroelectric | 44.9108 | -72.9736 | 10.2
2025-09 | ISNE | Sheldon Springs Hydroelectric | 10494 | SG-3 | Central Rivers Power US, LLC | Conventional Hydroelectric | 44.9108 | -72.9736 | 1
2025-09 | ISNE | Rumford Cogeneration | 10495 | GEN1 | ND Paper, Inc. | Wood/Wood Waste Biomass | 44.5513 | -70.5414 | 102.6
2025-09 | CISO | Kern River Cogeneration | 10496 | GTAG | Kern River Cogeneration Co | Natural Gas Fired Combustion Turbine | 35.4515 | -118.9849 | 75
2025-09 | CISO | Kern River Cogeneration | 10496 | GTBG | Kern River Cogeneration Co | Natural Gas Fired Combustion Turbine | 35.4515 | -118.9849 | 75
2025-09 | CISO | Kern River Cogeneration | 10496 | GTCG | Kern River Cogeneration Co | Natural Gas Fired Combustion Turbine | 35.4515 | -118.9849 | 75
2025-09 | CISO | Kern River Cogeneration | 10496 | GTDG | Kern River Cogeneration Co | Natural Gas Fired Combustion Turbine | 35.4515 | -118.9849 | 75
2025-09 | NYIS | Wheelabrator Hudson Falls | 10503 | GEN1 | Wheelabrator Environmental Systems | Municipal Solid Waste | 43.3056 | -73.5914 | 14.4
2025-09 | NYIS | Finch Paper | 10511 | GEN6 | Finch Paper LLC | Wood/Wood Waste Biomass | 43.3084 | -73.6376 | 29
2025-09 | ISNE | Milton Hydro | 10519 | 1 | SFR Hydro Cor | Conventional Hydroelectric | 43.4031 | -70.9865 | 0.2
2025-09 | ISNE | Milton Hydro | 10519 | 2 | SFR Hydro Cor | Conventional Hydroelectric | 43.4031 | -70.9865 | 0.4
2025-09 | ISNE | Milton Hydro | 10519 | 3 | SFR Hydro Cor | Conventional Hydroelectric | 43.4031 | -70.9865 | 0.3
2025-09 | ISNE | Milton Hydro | 10519 | 4 | SFR Hydro Cor | Conventional Hydroelectric | 43.4031 | -70.9865 | 0.5
2025-09 | MISO | Dayton Hydro | 10520 | 1 | Eagle Creek Renewable Energy, LLC | Conventional Hydroelectric | 41.3878 | -88.7897 | 1.6
2025-09 | MISO | Dayton Hydro | 10520 | 2 | Eagle Creek Renewable Energy, LLC | Conventional Hydroelectric | 41.3878 | -88.7897 | 1
2025-09 | MISO | Dayton Hydro | 10520 | 3 | Eagle Creek Renewable Energy, LLC | Conventional Hydroelectric | 41.3878 | -88.7897 | 1
2025-09 | NYIS | Lederle Laboratories | 10521 | 3A | Veolia NA - Municipal & Commercial Business | Natural Gas Fired Combined Cycle | 41.0772 | -74.0181 | 1.5
2025-09 | NYIS | Lederle Laboratories | 10521 | GEN1 | Veolia NA - Municipal & Commercial Business | Natural Gas Fired Combined Cycle | 41.0772 | -74.0181 | 8.3
2025-09 | NYIS | Lederle Laboratories | 10521 | GEN2 | Veolia NA - Municipal & Commercial Business | Natural Gas Fired Combined Cycle | 41.0772 | -74.0181 | 8.3
2025-09 | NYIS | Lederle Laboratories | 10521 | GEN3 | Veolia NA - Municipal & Commercial Business | Natural Gas Fired Combined Cycle | 41.0772 | -74.0181 | 2.2
2025-09 | NYIS | Lederle Laboratories | 10521 | TG4 | Veolia NA - Municipal & Commercial Business | Natural Gas Fired Combined Cycle | 41.0772 | -74.0181 | 3.1
2025-09 | ISNE | Benton Falls Associates | 10523 | GEN2 | Essex Hydro Associates LLC | Conventional Hydroelectric | 44.5802 | -69.5545 | 0.7
2025-09 | ISNE | Dodge Falls Associates | 10526 | 1UNI | Dodge Falls Associates LP | Conventional Hydroelectric | 44.2081 | -72.0581 | 5
2025-09 | NYIS | Feeder Dam Hydro Plant | 10530 | 1 | Erie Boulevard Hydropower LP | Conventional Hydroelectric | 43.2899 | -73.6658 | 1
2025-09 | NYIS | Feeder Dam Hydro Plant | 10530 | 2 | Erie Boulevard Hydropower LP | Conventional Hydroelectric | 43.2899 | -73.6658 | 1
2025-09 | NYIS | Feeder Dam Hydro Plant | 10530 | 3 | Erie Boulevard Hydropower LP | Conventional Hydroelectric | 43.2899 | -73.6658 | 1
2025-09 | NYIS | Feeder Dam Hydro Plant | 10530 | 4 | Erie Boulevard Hydropower LP | Conventional Hydroelectric | 43.2899 | -73.6658 | 1
2025-09 | NYIS | Feeder Dam Hydro Plant | 10530 | 5 | Erie Boulevard Hydropower LP | Conventional Hydroelectric | 43.2899 | -73.6658 | 1
2025-09 | NYIS | Beebee Island Hydro Plant | 10531 | 1 | Erie Boulevard Hydropower LP | Conventional Hydroelectric | 43.9767 | -75.9072 | 4
2025-09 | NYIS | Beebee Island Hydro Plant | 10531 | 2 | Erie Boulevard Hydropower LP | Conventional Hydroelectric | 43.9767 | -75.9072 | 5
2025-09 | MISO | Grand River | 10532 | 2-1 | Energy Developments, Inc d/b/a EDL | Landfill Gas | 42.791 | -84.6957 | 0.8
2025-09 | MISO | Grand River | 10532 | 2-3 | Energy Developments, Inc d/b/a EDL | Landfill Gas | 42.791 | -84.6957 | 0.8
2025-09 | MISO | Grand River | 10532 | 2-4 | Energy Developments, Inc d/b/a EDL | Landfill Gas | 42.791 | -84.6957 | 0.8
2025-09 | MISO | Grand River | 10532 | 2-5 | Energy Developments, Inc d/b/a EDL | Landfill Gas | 42.791 | -84.6957 | 0.8
2025-09 | NYIS | Dexter Plant | 10538 | GEN1 | Central Rivers Power US, LLC | Conventional Hydroelectric | 44.004 | -76.0413 | 0.5
2025-09 | NYIS | Dexter Plant | 10538 | GEN2 | Central Rivers Power US, LLC | Conventional Hydroelectric | 44.004 | -76.0413 | 0.5
2025-09 | NYIS | Dexter Plant | 10538 | GEN3 | Central Rivers Power US, LLC | Conventional Hydroelectric | 44.004 | -76.0413 | 0.2
2025-09 | NYIS | Dexter Plant | 10538 | GEN4 | Central Rivers Power US, LLC | Conventional Hydroelectric | 44.004 | -76.0413 | 0.2
2025-09 | NYIS | Dexter Plant | 10538 | GEN5 | Central Rivers Power US, LLC | Conventional Hydroelectric | 44.004 | -76.0413 | 0.2
2025-09 | NYIS | Dexter Plant | 10538 | GEN6 | Central Rivers Power US, LLC | Conventional Hydroelectric | 44.004 | -76.0413 | 1.3
2025-09 | NYIS | Dexter Plant | 10538 | GEN7 | Central Rivers Power US, LLC | Conventional Hydroelectric | 44.004 | -76.0413 | 1.3
2025-09 | NYIS | Theresa Plant | 10539 | GEN1 | Central Rivers Power US, LLC | Conventional Hydroelectric | 44.2174 | -75.7952 | 1
2025-09 | NYIS | Theresa Plant | 10539 | GEN2 | Central Rivers Power US, LLC | Conventional Hydroelectric | 44.2174 | -75.7952 | 0.3
2025-09 | NYIS | Diamond Island Plant | 10540 | GEN1 | Central Rivers Power US, LLC | Conventional Hydroelectric | 43.9786 | -75.8861 | 0.4
2025-09 | NYIS | Diamond Island Plant | 10540 | GEN2 | Central Rivers Power US, LLC | Conventional Hydroelectric | 43.9786 | -75.8861 | 0.4
2025-09 | NYIS | Diamond Island Plant | 10540 | GEN3 | Central Rivers Power US, LLC | Conventional Hydroelectric | 43.9786 | -75.8861 | 0.4
2025-09 | NYIS | Hailesboro 4 Plant | 10544 | GEN1 | Central Rivers Power US, LLC | Conventional Hydroelectric | 44.3117 | -75.445 | 0.8
2025-09 | NYIS | Hailesboro 4 Plant | 10544 | GEN2 | Central Rivers Power US, LLC | Conventional Hydroelectric | 44.3117 | -75.445 | 0.6
2025-09 | NYIS | Copenhagen Plant | 10545 | GEN1 | Central Rivers Power US, LLC | Conventional Hydroelectric | 43.8997 | -75.6603 | 1.5
2025-09 | NYIS | Copenhagen Plant | 10545 | GEN2 | Central Rivers Power US, LLC | Conventional Hydroelectric | 43.8997 | -75.6603 | 1.5
2025-09 | NYIS | Copenhagen Plant | 10545 | GEN3 | Central Rivers Power US, LLC | Conventional Hydroelectric | 43.8997 | -75.6603 | 0.3
2025-09 | PJM | Beaver Valley Patterson Dam | 10546 | GEN2 | Central Rivers Power US, LLC | Conventional Hydroelectric | 40.7441 | -80.3178 | 0.4
2025-09 | PJM | Beaver Valley Patterson Dam | 10546 | GEN3 | Central Rivers Power US, LLC | Conventional Hydroelectric | 40.7441 | -80.3178 | 0.4
2025-09 | NYIS | Pyrites Plant | 10547 | GEN1 | Central Rivers Power US, LLC | Conventional Hydroelectric | 44.522 | -75.1881 | 1.2
2025-09 | NYIS | Pyrites Plant | 10547 | GEN2 | Central Rivers Power US, LLC | Conventional Hydroelectric | 44.522 | -75.1881 | 3.5
2025-09 | NYIS | Pyrites Plant | 10547 | GEN3 | Central Rivers Power US, LLC | Conventional Hydroelectric | 44.522 | -75.1881 | 3.5
2025-09 | CISO | San Jose Cogeneration | 10548 | GEN1 | San Jose State University Fclts Dev &Ops | Natural Gas Fired Combustion Turbine | 37.3361 | -121.8783 | 6
2025-09 | ERCO | Formosa Utility Venture Ltd | 10554 | 3ST1 | Formosa Plastics Corp | Natural Gas Fired Combined Cycle | 28.6917 | -96.5417 | 40
2025-09 | ERCO | Formosa Utility Venture Ltd | 10554 | 3TBG1 | Formosa Plastics Corp | Natural Gas Fired Combined Cycle | 28.6917 | -96.5417 | 102
2025-09 | ERCO | Formosa Utility Venture Ltd | 10554 | 3TBG2 | Formosa Plastics Corp | Natural Gas Fired Combined Cycle | 28.6917 | -96.5417 | 102
2025-09 | ERCO | Formosa Utility Venture Ltd | 10554 | BO3 | Formosa Plastics Corp | Natural Gas Fired Combined Cycle | 28.6917 | -96.5417 | 36.2
2025-09 | ERCO | Formosa Utility Venture Ltd | 10554 | ST1 | Formosa Plastics Corp | Natural Gas Fired Combined Cycle | 28.6917 | -96.5417 | 33.5
2025-09 | ERCO | Formosa Utility Venture Ltd | 10554 | ST2 | Formosa Plastics Corp | Natural Gas Fired Combined Cycle | 28.6917 | -96.5417 | 66.3
2025-09 | ERCO | Formosa Utility Venture Ltd | 10554 | ST3 | Formosa Plastics Corp | Natural Gas Fired Combined Cycle | 28.6917 | -96.5417 | 55
2025-09 | ERCO | Formosa Utility Venture Ltd | 10554 | TBG1 | Formosa Plastics Corp | Natural Gas Fired Combined Cycle | 28.6917 | -96.5417 | 82.5
2025-09 | ERCO | Formosa Utility Venture Ltd | 10554 | TBG2 | Formosa Plastics Corp | Natural Gas Fired Combined Cycle | 28.6917 | -96.5417 | 82.5
2025-09 | ERCO | Formosa Utility Venture Ltd | 10554 | TBG3 | Formosa Plastics Corp | Natural Gas Fired Combined Cycle | 28.6917 | -96.5417 | 82.5
2025-09 | ERCO | Formosa Utility Venture Ltd | 10554 | TBG4 | Formosa Plastics Corp | Natural Gas Fired Combined Cycle | 28.6917 | -96.5417 | 82.5
2025-09 | ERCO | Formosa Utility Venture Ltd | 10554 | TBG5 | Formosa Plastics Corp | Natural Gas Fired Combined Cycle | 28.6917 | -96.5417 | 82.5
2025-09 | ERCO | Formosa Utility Venture Ltd | 10554 | TBG6 | Formosa Plastics Corp | Natural Gas Fired Combined Cycle | 28.6917 | -96.5417 | 85.9
2025-09 | ISNE | Brassua Hydroelectric Project | 10555 | 1 | Brassua Hydroelectric LP | Conventional Hydroelectric | 45.6603 | -69.8122 | 3.6
2025-09 | ISNE | Boott Hydropower | 10556 | GEN1 | Boott Hydro, LLC - Hybrid | Conventional Hydroelectric | 42.6525 | -71.3224 | 7.5
2025-09 | ISNE | Boott Hydropower | 10556 | GEN2 | Boott Hydro, LLC - Hybrid | Conventional Hydroelectric | 42.6525 | -71.3224 | 7.5
2025-09 | ISNE | Boott Hydropower | 10556 | GEN3 | Boott Hydro, LLC - Hybrid | Conventional Hydroelectric | 42.6525 | -71.3224 | 7.9
2025-09 | ISNE | Algonquin Windsor Locks | 10567 | GTG | Ahlstrom Power Windsor Locks LLC | Natural Gas Fired Combined Cycle | 41.9227 | -72.6255 | 40
2025-09 | ISNE | Algonquin Windsor Locks | 10567 | GTG2 | Ahlstrom Power Windsor Locks LLC | Natural Gas Fired Combined Cycle | 41.9227 | -72.6255 | 15
2025-09 | ISNE | Algonquin Windsor Locks | 10567 | STG | Ahlstrom Power Windsor Locks LLC | Natural Gas Fired Combined Cycle | 41.9227 | -72.6255 | 16
2025-09 | MISO | Port Arthur Texas Refinery | 10568 | GEN1 | Total Petrochemicals USA Inc | Natural Gas Fired Combustion Turbine | 29.9649 | -93.8913 | 38.4
2025-09 | ISNE | Errol Hydroelectric Project | 10570 | 1 | Errol Hydroelectric Co LLC | Conventional Hydroelectric | 44.7866 | -71.1243 | 3
2025-09 | CISO | Cameron Ridge LLC | 10586 | EXIS | Terra-Gen Operating Co-Wind | Onshore Wind Turbine | 35.075 | -118.3158 | 59.6
2025-09 | MISO | Agrilectric Power Partners Ltd | 10593 | GEN1 | Agrilectric Power Partners Ltd | Other Waste Biomass | 30.2012 | -93.1269 | 12.1
2025-09 | CISO | Ridgetop Energy LLC | 10597 | WGN1 | Terra-Gen Operating Co-Wind | Onshore Wind Turbine | 35.0697 | -118.3167 | 29
2025-09 | PJM | Ebensburg Power | 10603 | GEN1 | Ebensburg Power Co | Conventional Steam Coal | 40.455 | -78.7472 | 57.6
2025-09 | MISO | Georgia-Pacific Crossett LLC | 10606 | GEN4 | Georgia-Pacific Crossett LLC | Natural Gas Steam Turbine | 33.1421 | -91.975 | 25
2025-09 | ISNE | Gilman Mill | 10608 | GEN1 | Ampersand Gilman Hydro LP | Conventional Hydroelectric | 44.4122 | -71.7228 | 2.2
2025-09 | ISNE | Gilman Mill | 10608 | GEN2 | Ampersand Gilman Hydro LP | Conventional Hydroelectric | 44.4122 | -71.7228 | 1
2025-09 | ISNE | Gilman Mill | 10608 | GEN3 | Ampersand Gilman Hydro LP | Conventional Hydroelectric | 44.4122 | -71.7228 | 0.8
2025-09 | ISNE | Gilman Mill | 10608 | GEN4 | Ampersand Gilman Hydro LP | Conventional Hydroelectric | 44.4122 | -71.7228 | 0.8
2025-09 | MISO | Georgia-Pacific Monticello Paper | 10610 | GEN1 | Georgia-Pacific Monticello LLC | Wood/Wood Waste Biomass | 31.6285 | -90.0809 | 49.3
2025-09 | MISO | Georgia-Pacific Monticello Paper | 10610 | GEN2 | Georgia-Pacific Monticello LLC | Wood/Wood Waste Biomass | 31.6285 | -90.0809 | 32.2
2025-09 | NYIS | CH Resources Beaver Falls | 10617 | GEN1 | Lakeside Beaver Falls LLC | Natural Gas Fired Combined Cycle | 43.8861 | -75.4342 | 65.5
2025-09 | NYIS | CH Resources Beaver Falls | 10617 | GEN2 | Lakeside Beaver Falls LLC | Natural Gas Fired Combined Cycle | 43.8861 | -75.4342 | 42.3
2025-09 | NYIS | Carthage Energy LLC | 10620 | GEN1 | Carthage Energy LLC | Natural Gas Fired Combined Cycle | 43.9842 | -75.6225 | 40.9
2025-09 | NYIS | Carthage Energy LLC | 10620 | GEN2 | Carthage Energy LLC | Natural Gas Fired Combined Cycle | 43.9842 | -75.6225 | 22
2025-09 | NYIS | CH Resources Syracuse | 10621 | GEN1 | Lakeside Syracuse LLC | Natural Gas Fired Combined Cycle | 43.0667 | -76.2246 | 65.5
2025-09 | NYIS | CH Resources Syracuse | 10621 | GEN2 | Lakeside Syracuse LLC | Natural Gas Fired Combined Cycle | 43.0667 | -76.2246 | 37.2
2025-09 | MISO | Pine Bluff Mill | 10627 | 1TG1 | Suzano Packaging LLC | Wood/Wood Waste Biomass | 34.2212 | -91.9074 | 40
2025-09 | MISO | Pine Bluff Mill | 10627 | 2TG1 | Suzano Packaging LLC | Wood/Wood Waste Biomass | 34.2212 | -91.9074 | 20
2025-09 | MISO | Pine Bluff Mill | 10627 | 3TG1 | Suzano Packaging LLC | Wood/Wood Waste Biomass | 34.2212 | -91.9074 | 25
2025-09 | PJM | Wheelabrator Baltimore Refuse | 10629 | GEN1 | Wheelabrator Environmental Systems | Municipal Solid Waste | 39.266 | -76.6297 | 60.2
2025-09 | PJM | Wheelabrator Baltimore Refuse | 10629 | GEN2 | Wheelabrator Environmental Systems | Municipal Solid Waste | 39.266 | -76.6297 | 4.3
2025-09 | PJM | Hopewell Cogeneration | 10633 | GT1 | Luminant Generation Company LLC | Natural Gas Fired Combined Cycle | 37.2917 | -77.2811 | 101
2025-09 | PJM | Hopewell Cogeneration | 10633 | GT2 | Luminant Generation Company LLC | Natural Gas Fired Combined Cycle | 37.2917 | -77.2811 | 101
2025-09 | PJM | Hopewell Cogeneration | 10633 | GT3 | Luminant Generation Company LLC | Natural Gas Fired Combined Cycle | 37.2917 | -77.2811 | 101
2025-09 | PJM | Hopewell Cogeneration | 10633 | ST1 | Luminant Generation Company LLC | Natural Gas Fired Combined Cycle | 37.2917 | -77.2811 | 96
2025-09 | NYIS | Covanta Hempstead | 10642 | GEN1 | Covanta Hempstead Company | Municipal Solid Waste | 40.7389 | -73.5906 | 78.6
2025-09 | PJM | Covanta Essex Company | 10643 | GEN1 | Covanta Essex Company | Municipal Solid Waste | 40.7376 | -74.1255 | 34.9
2025-09 | PJM | Covanta Essex Company | 10643 | GEN2 | Covanta Essex Company | Municipal Solid Waste | 40.7376 | -74.1255 | 34.9
2025-09 | ISNE | Covanta Southeastern Connecticut Company | 10646 | GEN1 | Covanta Southeastern Connecticut Company | Municipal Solid Waste | 41.475 | -72.0688 | 18.3
2025-09 | CISO | Bear Mountain Limited | 10649 | GEN1 | WCAC Operating Company | Natural Gas Fired Combustion Turbine | 35.4192 | -118.9266 | 46
2025-09 | CISO | Badger Creek Limited | 10650 | GEN1 | WCAC Operating Company | Natural Gas Fired Combustion Turbine | 35.4837 | -119.0299 | 46
2025-09 | CISO | Burney Forest Products | 10652 | GEN1 | Burney Forest Products, A Joint Venture | Wood/Wood Waste Biomass | 40.8797 | -121.7203 | 31
2025-09 | PJM | French Paper Hydro | 10656 | 1 | French Paper Co | Conventional Hydroelectric | 41.8203 | -86.2592 | 0.3
2025-09 | PJM | French Paper Hydro | 10656 | 2 | French Paper Co | Conventional Hydroelectric | 41.8203 | -86.2592 | 0.4
2025-09 | PJM | French Paper Hydro | 10656 | 3 | French Paper Co | Conventional Hydroelectric | 41.8203 | -86.2592 | 0.4
2025-09 | PJM | French Paper Hydro | 10656 | 4 | French Paper Co | Conventional Hydroelectric | 41.8203 | -86.2592 | 0.2
2025-09 | CISO | Collins Pine Project | 10661 | GEN5 | Collins Pine Co | Wood/Wood Waste Biomass | 40.3034 | -121.2444 | 5
2025-09 | SWPP | River Valley | 10671 | GEN1 | Oklahoma Gas & Electric Co | Conventional Steam Coal | 35.1931 | -94.6458 | 175
2025-09 | SWPP | River Valley | 10671 | GEN2 | Oklahoma Gas & Electric Co | Conventional Steam Coal | 35.1931 | -94.6458 | 175
2025-09 | CISO | Argus Cogen Plant | 10684 | TG8 | Searles Valley Minerals Operations Inc. | Conventional Steam Coal | 35.765 | -117.3833 | 27.5
2025-09 | CISO | Argus Cogen Plant | 10684 | TG9 | Searles Valley Minerals Operations Inc. | Conventional Steam Coal | 35.765 | -117.3833 | 27.5
2025-09 | MISO | Rapids Energy Center | 10686 | 6 | ALLETE, Inc. | Natural Gas Steam Turbine | 47.2348 | -93.5372 | 12.5
2025-09 | MISO | Rapids Energy Center | 10686 | 7 | ALLETE, Inc. | Natural Gas Steam Turbine | 47.2348 | -93.5372 | 14
2025-09 | MISO | Rapids Energy Center | 10686 | HYD | ALLETE, Inc. | Conventional Hydroelectric | 47.2348 | -93.5372 | 1.9
2025-09 | NYIS | Black River Hydro Associates | 10687 | DE1 | Central Rivers Power US, LLC | Conventional Hydroelectric | 43.5912 | -75.3442 | 1.6
2025-09 | NYIS | Black River Hydro Associates | 10687 | PL1 | Central Rivers Power US, LLC | Conventional Hydroelectric | 43.5912 | -75.3442 | 2.2
2025-09 | NYIS | Black River Hydro Associates | 10687 | RI1 | Central Rivers Power US, LLC | Conventional Hydroelectric | 43.5912 | -75.3442 | 1.9
2025-09 | MISO | ExxonMobil Baton Rouge Turbine Generator | 10690 | CTG1 | Exxon Mobil Corp | Natural Gas Fired Combustion Turbine | 30.4897 | -91.1872 | 85.3
2025-09 | ERCO | ExxonMobil Baytown Turbine | 10692 | GEN1 | Exxon Mobil Refining and Supply Co. | Natural Gas Fired Combustion Turbine | 29.7591 | -95.0096 | 39.7
2025-09 | ERCO | ExxonMobil Baytown Turbine | 10692 | GEN2 | Exxon Mobil Refining and Supply Co. | Natural Gas Fired Combustion Turbine | 29.7591 | -95.0096 | 39.7
2025-09 | ERCO | ExxonMobil Baytown Turbine | 10692 | GEN3 | Exxon Mobil Refining and Supply Co. | Natural Gas Fired Combustion Turbine | 29.7591 | -95.0096 | 39.7
2025-09 | ERCO | ExxonMobil Baytown Turbine | 10692 | GEN4 | Exxon Mobil Refining and Supply Co. | Natural Gas Fired Combustion Turbine | 29.7591 | -95.0096 | 98.9
2025-09 | ERCO | ExxonMobil Baytown Turbine | 10692 | GEN5 | Exxon Mobil Refining and Supply Co. | Natural Gas Fired Combustion Turbine | 29.7591 | -95.0096 | 163.8
2025-09 | PJM | Eastern Correctional Institute | 10693 | 1147 | Maryland Environmental Service | Natural Gas Steam Turbine | 38.159 | -75.704 | 1.9
2025-09 | PJM | Eastern Correctional Institute | 10693 | 1148 | Maryland Environmental Service | Natural Gas Steam Turbine | 38.159 | -75.704 | 1.9
2025-09 | PJM | Eastern Correctional Institute | 10693 | DG1 | Maryland Environmental Service | Petroleum Liquids | 38.159 | -75.704 | 1
2025-09 | PJM | Eastern Correctional Institute | 10693 | DG2 | Maryland Environmental Service | Petroleum Liquids | 38.159 | -75.704 | 1
2025-09 | ISNE | Pepperell Hydro Power Plant | 10694 | 2121 | Eagle Creek Renewable Energy, LLC | Conventional Hydroelectric | 42.6689 | -71.5756 | 0.8
2025-09 | ISNE | Pepperell Hydro Power Plant | 10694 | 8281 | Eagle Creek Renewable Energy, LLC | Conventional Hydroelectric | 42.6689 | -71.5756 | 0.8
2025-09 | ISNE | Pepperell Hydro Power Plant | 10694 | G3 | Eagle Creek Renewable Energy, LLC | Conventional Hydroelectric | 42.6689 | -71.5756 | 0.6
2025-09 | MISO | St Francisville Mill | 10697 | GEN2 | Hood Container of Louisiana, LLC | Wood/Wood Waste Biomass | 30.7108 | -91.3236 | 12.5
2025-09 | CISO | Burney Creek | 10706 | GEN1 | Snow Mountain Hydro LLC | Conventional Hydroelectric | 40.8579 | -121.7225 | 3
2025-09 | CISO | Cove Hydroelectric | 10707 | GEN1 | Snow Mountain Hydro LLC | Conventional Hydroelectric | 40.8713 | -121.9487 | 5
2025-09 | CISO | Lost Creek I | 10708 | GEN1 | Snow Mountain Hydro LLC | Conventional Hydroelectric | 40.7576 | -121.4145 | 1.1
2025-09 | CISO | Ponderosa Bailey Creek | 10709 | GEN1 | Snow Mountain Hydro LLC | Conventional Hydroelectric | 40.4579 | -121.8427 | 1.1
2025-09 | CISO | Karen Avenue Wind Farm | 10718 | WND | San Gorgonio Farms Inc | Onshore Wind Turbine | 33.9219 | -116.5622 | 11.7
2025-09 | CISO | Kyocera International Inc.(San Diego) | 10720 | 0287 | Hawthorne Power Systems | Natural Gas Internal Combustion Engine | 32.8197 | -117.1405 | 1.7
2025-09 | NYIS | Selkirk Cogen | 10725 | GEN1 | Selkirk Cogen Partners LP | Natural Gas Fired Combined Cycle | 42.5744 | -73.8592 | 95.2
2025-09 | NYIS | Selkirk Cogen | 10725 | GEN2 | Selkirk Cogen Partners LP | Natural Gas Fired Combined Cycle | 42.5744 | -73.8592 | 12
2025-09 | NYIS | Selkirk Cogen | 10725 | GEN3 | Selkirk Cogen Partners LP | Natural Gas Fired Combined Cycle | 42.5744 | -73.8592 | 95.2
2025-09 | NYIS | Selkirk Cogen | 10725 | GEN4 | Selkirk Cogen Partners LP | Natural Gas Fired Combined Cycle | 42.5744 | -73.8592 | 95.2
2025-09 | NYIS | Selkirk Cogen | 10725 | GEN5 | Selkirk Cogen Partners LP | Natural Gas Fired Combined Cycle | 42.5744 | -73.8592 | 148.4
2025-09 | ISNE | Masspower | 10726 | GEN1 | Masspower | Natural Gas Fired Combined Cycle | 42.1575 | -72.5225 | 90
2025-09 | ISNE | Masspower | 10726 | GEN2 | Masspower | Natural Gas Fired Combined Cycle | 42.1575 | -72.5225 | 90
2025-09 | ISNE | Masspower | 10726 | GEN3 | Masspower | Natural Gas Fired Combined Cycle | 42.1575 | -72.5225 | 80.9
2025-09 | ISNE | Barker Lower | 10728 | GEN1 | KEI (Maine) Power Management (III) LLC | Conventional Hydroelectric | 44.0867 | -70.2297 | 1.5
2025-09 | MISO | Midland Cogeneration Venture | 10745 | 1G12 | Midland Cogeneration Venture | Petroleum Liquids | 43.5861 | -84.2242 | 5.2
2025-09 | MISO | Midland Cogeneration Venture | 10745 | BP15 | Midland Cogeneration Venture | Natural Gas Fired Combined Cycle | 43.5861 | -84.2242 | 13.4
2025-09 | MISO | Midland Cogeneration Venture | 10745 | GT10 | Midland Cogeneration Venture | Natural Gas Fired Combined Cycle | 43.5861 | -84.2242 | 87.1
2025-09 | MISO | Midland Cogeneration Venture | 10745 | GT11 | Midland Cogeneration Venture | Natural Gas Fired Combined Cycle | 43.5861 | -84.2242 | 87.1
2025-09 | MISO | Midland Cogeneration Venture | 10745 | GT12 | Midland Cogeneration Venture | Natural Gas Fired Combined Cycle | 43.5861 | -84.2242 | 87.1
2025-09 | MISO | Midland Cogeneration Venture | 10745 | GT13 | Midland Cogeneration Venture | Natural Gas Fired Combined Cycle | 43.5861 | -84.2242 | 87.1
2025-09 | MISO | Midland Cogeneration Venture | 10745 | GT14 | Midland Cogeneration Venture | Natural Gas Fired Combined Cycle | 43.5861 | -84.2242 | 87.1
2025-09 | MISO | Midland Cogeneration Venture | 10745 | GT3 | Midland Cogeneration Venture | Natural Gas Fired Combined Cycle | 43.5861 | -84.2242 | 87.1
2025-09 | MISO | Midland Cogeneration Venture | 10745 | GT4 | Midland Cogeneration Venture | Natural Gas Fired Combined Cycle | 43.5861 | -84.2242 | 87.1
2025-09 | MISO | Midland Cogeneration Venture | 10745 | GT5 | Midland Cogeneration Venture | Natural Gas Fired Combined Cycle | 43.5861 | -84.2242 | 87.1
2025-09 | MISO | Midland Cogeneration Venture | 10745 | GT6 | Midland Cogeneration Venture | Natural Gas Fired Combined Cycle | 43.5861 | -84.2242 | 87.1
2025-09 | MISO | Midland Cogeneration Venture | 10745 | GT7 | Midland Cogeneration Venture | Natural Gas Fired Combined Cycle | 43.5861 | -84.2242 | 87.1
2025-09 | MISO | Midland Cogeneration Venture | 10745 | GT8 | Midland Cogeneration Venture | Natural Gas Fired Combined Cycle | 43.5861 | -84.2242 | 87.1
2025-09 | MISO | Midland Cogeneration Venture | 10745 | GT9 | Midland Cogeneration Venture | Natural Gas Fired Combined Cycle | 43.5861 | -84.2242 | 87.1
2025-09 | MISO | Midland Cogeneration Venture | 10745 | ST1 | Midland Cogeneration Venture | Natural Gas Fired Combined Cycle | 43.5861 | -84.2242 | 410
2025-09 | MISO | Midland Cogeneration Venture | 10745 | ST2 | Midland Cogeneration Venture | Natural Gas Fired Combined Cycle | 43.5861 | -84.2242 | 380
2025-09 | PJM | Covanta Delaware Valley | 10746 | GEN1 | Covanta Delaware Valley LP | Municipal Solid Waste | 39.8265 | -75.3882 | 90
2025-09 | CISO | Marina Landfill Gas | 10748 | U1C06 | Monterey Regional Waste Mgmt | Landfill Gas | 36.7131 | -121.7686 | 1.6
2025-09 | CISO | Marina Landfill Gas | 10748 | U2J18 | Monterey Regional Waste Mgmt | Landfill Gas | 36.7131 | -121.7686 | 1.1
2025-09 | CISO | Marina Landfill Gas | 10748 | U3J17 | Monterey Regional Waste Mgmt | Landfill Gas | 36.7131 | -121.7686 | 1
2025-09 | CISO | Marina Landfill Gas | 10748 | U4J16 | Monterey Regional Waste Mgmt | Landfill Gas | 36.7131 | -121.7686 | 1.4
2025-09 | PJM | Camden Plant Holding LLC | 10751 | GEN1 | Camden Plant Holdings LLC | Natural Gas Fired Combined Cycle | 39.9175 | -75.1192 | 95.2
2025-09 | PJM | Camden Plant Holding LLC | 10751 | GEN2 | Camden Plant Holdings LLC | Natural Gas Fired Combined Cycle | 39.9175 | -75.1192 | 77.7
2025-09 | NYIS | Lachute Hydro Lower | 10752 | GEN1 | Central Rivers Power US, LLC | Conventional Hydroelectric | 43.849 | -73.4207 | 3.8
2025-09 | NYIS | Lachute Hydro Upper | 10753 | GEN1 | Central Rivers Power US, LLC | Conventional Hydroelectric | 43.8439 | -73.4312 | 5.2
2025-09 | ISNE | Indeck Jonesboro Energy Center | 10765 | GEN1 | Stored Solar J&WE | Wood/Wood Waste Biomass | 44.6781 | -67.5477 | 27.5
2025-09 | ISNE | Indeck West Enfield Energy Center | 10766 | GEN1 | Stored Solar J&WE | Wood/Wood Waste Biomass | 45.2537 | -68.6279 | 27.5
2025-09 | PJM | Hopewell Power Station | 10771 | 1 | Virginia Electric & Power Co | Wood/Wood Waste Biomass | 37.2978 | -77.283 | 71.1
2025-09 | CISO | Rio Bravo Rocklin | 10772 | GEN1 | Rio Bravo Rocklin | Wood/Wood Waste Biomass | 38.8319 | -121.3137 | 27.9
2025-09 | PJM | Altavista Power Station | 10773 | 1 | Virginia Electric & Power Co | Wood/Wood Waste Biomass | 37.1187 | -79.2736 | 71.1
2025-09 | PJM | Southampton Power Station | 10774 | 1 | Virginia Electric & Power Co | Wood/Wood Waste Biomass | 36.6525 | -76.9953 | 71.1
2025-09 | CISO | E F Oxnard Energy Facility | 10776 | GTG | EF Oxnard, LLC | Natural Gas Fired Combustion Turbine | 34.1958 | -119.1664 | 48.5
2025-09 | CISO | HL Power | 10777 | GEN1 | HL Power Company | Wood/Wood Waste Biomass | 40.3683 | -120.2648 | 36.2
2025-09 | MISO | Sabine River Operations | 10789 | GEN1 | The Dow Chemical Company | Natural Gas Fired Combined Cycle | 30.0552 | -93.7579 | 89.9
2025-09 | MISO | Sabine River Operations | 10789 | GT1A | The Dow Chemical Company | Natural Gas Fired Combined Cycle | 30.0552 | -93.7579 | 180
2025-09 | MISO | Sabine River Operations | 10789 | GT1B | The Dow Chemical Company | Natural Gas Fired Combined Cycle | 30.0552 | -93.7579 | 180
2025-09 | MISO | Sabine River Operations | 10789 | ST1A | The Dow Chemical Company | Natural Gas Fired Combined Cycle | 30.0552 | -93.7579 | 145
2025-09 | ERCO | Victoria Texas Plant | 10790 | GEN1 | Invista | Natural Gas Fired Combustion Turbine | 28.6751 | -96.956 | 102.4
2025-09 | PJM | Fries Hydroelectric Project | 10798 | GEN1 | Central Rivers Power US, LLC | Conventional Hydroelectric | 36.7151 | -80.9856 | 2
2025-09 | PJM | Fries Hydroelectric Project | 10798 | GEN2 | Central Rivers Power US, LLC | Conventional Hydroelectric | 36.7151 | -80.9856 | 0.8
2025-09 | PJM | Fries Hydroelectric Project | 10798 | GEN3 | Central Rivers Power US, LLC | Conventional Hydroelectric | 36.7151 | -80.9856 | 0.2
2025-09 | PJM | Fries Hydroelectric Project | 10798 | GEN4 | Central Rivers Power US, LLC | Conventional Hydroelectric | 36.7151 | -80.9856 | 2.4
2025-09 | PJM | Kenilworth Energy Facility | 10805 | GEN1 | E F Kenilworth LLC | Natural Gas Fired Combined Cycle | 40.6781 | -74.2744 | 22
2025-09 | PJM | Kenilworth Energy Facility | 10805 | GEN2 | E F Kenilworth LLC | Natural Gas Fired Combined Cycle | 40.6781 | -74.2744 | 6.8
2025-09 | NYIS | Port Leyden Hydroelectric Project | 10817 | GEN1 | Lyonsdale Hydroelectric Co., Inc. | Conventional Hydroelectric | 43.5836 | -75.3392 | 0.5
2025-09 | NYIS | Port Leyden Hydroelectric Project | 10817 | GEN2 | Lyonsdale Hydroelectric Co., Inc. | Conventional Hydroelectric | 43.5836 | -75.3392 | 0.5
2025-09 | MISO | Ada Cogeneration LP | 10819 | GEN1 | Ada Cogeneration LLC | Natural Gas Fired Combined Cycle | 42.9627 | -85.4941 | 23
2025-09 | MISO | Ada Cogeneration LP | 10819 | GEN2 | Ada Cogeneration LLC | Natural Gas Fired Combined Cycle | 42.9627 | -85.4941 | 10.1
2025-09 | MISO | Grayling Generating Station | 10822 | GEN1 | NorthStar Clean Energy | Wood/Wood Waste Biomass | 44.6049 | -84.6906 | 38.6
2025-09 | ISNE | Deer Island Treatment Plant | 10823 | G101 | Massachusetts Wtr Rauth-Deer I | Petroleum Liquids | 42.3533 | -70.9628 | 26
2025-09 | ISNE | Deer Island Treatment Plant | 10823 | G201 | Massachusetts Wtr Rauth-Deer I | Petroleum Liquids | 42.3533 | -70.9628 | 26
2025-09 | ISNE | Deer Island Treatment Plant | 10823 | H101 | Massachusetts Wtr Rauth-Deer I | Conventional Hydroelectric | 42.3533 | -70.9628 | 1
2025-09 | ISNE | Deer Island Treatment Plant | 10823 | H201 | Massachusetts Wtr Rauth-Deer I | Conventional Hydroelectric | 42.3533 | -70.9628 | 1
2025-09 | ISNE | Deer Island Treatment Plant | 10823 | PV101 | Massachusetts Wtr Rauth-Deer I | Solar Photovoltaic | 42.3533 | -70.9628 | 0.1
2025-09 | ISNE | Deer Island Treatment Plant | 10823 | S101 | Massachusetts Wtr Rauth-Deer I | Other Waste Biomass | 42.3533 | -70.9628 | 17.5
2025-09 | ISNE | Deer Island Treatment Plant | 10823 | WT101 | Massachusetts Wtr Rauth-Deer I | Onshore Wind Turbine | 42.3533 | -70.9628 | 0.6
2025-09 | ISNE | Deer Island Treatment Plant | 10823 | WT102 | Massachusetts Wtr Rauth-Deer I | Onshore Wind Turbine | 42.3533 | -70.9628 | 0.6
2025-09 | ISNE | Oakdale Power Station | 10824 | OAKD | Massachusetts Water Res Auth | Conventional Hydroelectric | 42.387 | -71.8025 | 3.5
2025-09 | ISNE | Cosgrove Intake and Power Station | 10825 | UNI1 | Massachusetts Water Res Auth | Conventional Hydroelectric | 42.4044 | -71.6872 | 1.6
2025-09 | ISNE | Cosgrove Intake and Power Station | 10825 | UNI2 | Massachusetts Water Res Auth | Conventional Hydroelectric | 42.4044 | -71.6872 | 1.6
2025-09 | CISO | Woodland Biomass Power Ltd | 10836 | GEN1 | DTE Energy Services-Woodland | Wood/Wood Waste Biomass | 38.6905 | -121.7371 | 28
2025-09 | ISNE | NE Renewable Springfield, LLC | 10838 | GEN1 | NE Renewable Springfield, LLC | Wood/Wood Waste Biomass | 43.4429 | -72.056 | 20
2025-09 | ISNE | NE Renewable Whitefield, LLC | 10839 | GEN1 | NE Renewable Whitefield, LLC | Wood/Wood Waste Biomass | 44.358 | -71.5449 | 19.9
2025-09 | NYIS | Walden | 10848 | GEN1 | Hydroland Omega LLC | Conventional Hydroelectric | 41.56 | -74.1952 | 1.2
2025-09 | NYIS | Walden | 10848 | GEN2 | Hydroland Omega LLC | Conventional Hydroelectric | 41.56 | -74.1952 | 0.8
2025-09 | NYIS | Walden | 10848 | GEN3 | Hydroland Omega LLC | Conventional Hydroelectric | 41.56 | -74.1952 | 0.4
2025-09 | NYIS | Center Falls | 10853 | 1 | Hollingworth & Vose Co Center Falls | Conventional Hydroelectric | 43.0967 | -73.4602 | 0.4
2025-09 | NYIS | Center Falls | 10853 | 2 | Hollingworth & Vose Co Center Falls | Conventional Hydroelectric | 43.0967 | -73.4602 | 0.4
2025-09 | MISO | Cargill Corn Milling Division | 10855 | GEN1 | Cargill Inc North America Sweetners | Natural Gas Steam Turbine | 41.1386 | -92.6467 | 20
2025-09 | MISO | Cargill Corn Milling Division | 10855 | GEN2 | Cargill Inc North America Sweetners | Natural Gas Steam Turbine | 41.1386 | -92.6467 | 20
2025-09 | MISO | Archer Daniels Midland Clinton | 10860 | 1A | Archer Daniels Midland Co | Conventional Steam Coal | 41.8206 | -90.2097 | 75
2025-09 | MISO | Archer Daniels Midland Clinton | 10860 | 2A | Archer Daniels Midland Co | Conventional Steam Coal | 41.8206 | -90.2097 | 105
2025-09 | MISO | Archer Daniels Midland Des Moines | 10861 | GEN1 | Archer Daniels Midland Co | Natural Gas Steam Turbine | 41.6244 | -93.5845 | 7.9
2025-09 | SWPP | Archer Daniels Midland Lincoln | 10862 | GEN1 | Archer Daniels Midland Co | Natural Gas Steam Turbine | 40.8665 | -96.6145 | 7.9
2025-09 | MISO | Archer Daniels Midland Mankato | 10863 | GEN1 | Archer Daniels Midland Co | Natural Gas Steam Turbine | 44.1871 | -93.9924 | 6.1
2025-09 | MISO | Archer Daniels Midland Cedar Rapids | 10864 | GEN1 | Archer Daniels Midland Co | Conventional Steam Coal | 41.9221 | -91.6875 | 31
2025-09 | MISO | Archer Daniels Midland Cedar Rapids | 10864 | GEN2 | Archer Daniels Midland Co | Conventional Steam Coal | 41.9221 | -91.6875 | 31
2025-09 | MISO | Archer Daniels Midland Cedar Rapids | 10864 | GEN3 | Archer Daniels Midland Co | Conventional Steam Coal | 41.9221 | -91.6875 | 31
2025-09 | MISO | Archer Daniels Midland Cedar Rapids | 10864 | GEN4 | Archer Daniels Midland Co | Conventional Steam Coal | 41.9221 | -91.6875 | 31
2025-09 | MISO | Archer Daniels Midland Cedar Rapids | 10864 | GEN5 | Archer Daniels Midland Co | Conventional Steam Coal | 41.9221 | -91.6875 | 31
2025-09 | MISO | Archer Daniels Midland Cedar Rapids | 10864 | GEN6 | Archer Daniels Midland Co | Conventional Steam Coal | 41.9221 | -91.6875 | 101.1
2025-09 | MISO | Archer Daniels Midland Cedar Rapids | 10864 | GEN7 | Archer Daniels Midland Co | Natural Gas Fired Combustion Turbine | 41.9221 | -91.6875 | 38.5
2025-09 | MISO | Archer Daniels Midland Decatur | 10865 | GEN2 | Archer Daniels Midland Co | Conventional Steam Coal | 39.8701 | -88.8908 | 31
2025-09 | MISO | Archer Daniels Midland Decatur | 10865 | GEN3 | Archer Daniels Midland Co | Conventional Steam Coal | 39.8701 | -88.8908 | 31
2025-09 | MISO | Archer Daniels Midland Decatur | 10865 | GEN4 | Archer Daniels Midland Co | Conventional Steam Coal | 39.8701 | -88.8908 | 31
2025-09 | MISO | Archer Daniels Midland Decatur | 10865 | GEN5 | Archer Daniels Midland Co | Conventional Steam Coal | 39.8701 | -88.8908 | 31
2025-09 | MISO | Archer Daniels Midland Decatur | 10865 | GEN6 | Archer Daniels Midland Co | Conventional Steam Coal | 39.8701 | -88.8908 | 31
2025-09 | MISO | Archer Daniels Midland Decatur | 10865 | GEN7 | Archer Daniels Midland Co | Conventional Steam Coal | 39.8701 | -88.8908 | 75
2025-09 | MISO | Archer Daniels Midland Decatur | 10865 | GEN8 | Archer Daniels Midland Co | Conventional Steam Coal | 39.8701 | -88.8908 | 105
2025-09 | MISO | Archer Daniels Midland Peoria | 10866 | GEN7 | BioUrja Renewables LLC | Natural Gas Fired Combustion Turbine | 40.6772 | -89.6049 | 18
2025-09 | MISO | Primient Decatur Plant Cogen | 10867 | GEN1 | Primary Products Ingredients Americas, LLC | Natural Gas Steam Turbine | 39.8492 | -88.9319 | 64.8
2025-09 | PJM | Hazelton | 10870 | GEN1 | Hazleton Generation LLC | Natural Gas Fired Combustion Turbine | 40.9282 | -76.0409 | 72.5
2025-09 | PJM | Hazelton | 10870 | GEN2 | Hazleton Generation LLC | Natural Gas Fired Combustion Turbine | 40.9282 | -76.0409 | 33
2025-09 | PJM | Hazelton | 10870 | GEN3 | Hazleton Generation LLC | Natural Gas Fired Combustion Turbine | 40.9282 | -76.0409 | 33
2025-09 | PJM | Hazelton | 10870 | GEN4 | Hazleton Generation LLC | Natural Gas Fired Combustion Turbine | 40.9282 | -76.0409 | 33
2025-09 | NYIS | Kings Falls Hydroelectric | 10872 | 1 | Silverstreet Hydro | Conventional Hydroelectric | 43.9173 | -75.6338 | 1.6
2025-09 | CISO | Coso Finance Partners | 10873 | GEN1 | Coso Operating Co LLC | Geothermal | 36.0372 | -117.7981 | 32.2
2025-09 | CISO | Coso Finance Partners | 10873 | GEN2 | Coso Operating Co LLC | Geothermal | 36.0372 | -117.7981 | 30
2025-09 | CISO | Coso Finance Partners | 10873 | GEN3 | Coso Operating Co LLC | Geothermal | 36.0372 | -117.7981 | 30
2025-09 | CISO | Coso Power Developers | 10874 | GEN4 | Coso Operating Co LLC | Geothermal | 36.0192 | -117.7917 | 30
2025-09 | CISO | Coso Power Developers | 10874 | GEN5 | Coso Operating Co LLC | Geothermal | 36.0192 | -117.7917 | 30
2025-09 | CISO | Coso Power Developers | 10874 | GEN6 | Coso Operating Co LLC | Geothermal | 36.0192 | -117.7917 | 30
2025-09 | CISO | Coso Energy Developers | 10875 | GEN7 | Coso Operating Co LLC | Geothermal | 36.0019 | -117.7886 | 30
2025-09 | CISO | Coso Energy Developers | 10875 | GEN8 | Coso Operating Co LLC | Geothermal | 36.0019 | -117.7886 | 30
2025-09 | CISO | Coso Energy Developers | 10875 | GEN9 | Coso Operating Co LLC | Geothermal | 36.0019 | -117.7886 | 30
2025-09 | CISO | Bidwell Ditch Project | 10880 | GEN1 | Mega Renewables | Conventional Hydroelectric | 40.8014 | -121.4481 | 1.8
2025-09 | CISO | Roaring Creek Water Power | 10881 | GEN1 | Shasta Hydroelectric Inc | Conventional Hydroelectric | 40.8821 | -121.9484 | 2
2025-09 | CISO | Hatchet Creek Project | 10882 | GEN1 | Mega Renewables | Conventional Hydroelectric | 40.8741 | -121.9204 | 6.8
2025-09 | ISNE | Medical Area Total Energy Plant | 10883 | CT1 | MATEP LLC | Natural Gas Fired Combustion Turbine | 42.3368 | -71.1081 | 12.5
2025-09 | ISNE | Medical Area Total Energy Plant | 10883 | CT2 | MATEP LLC | Natural Gas Fired Combustion Turbine | 42.3368 | -71.1081 | 12.5
2025-09 | ISNE | Medical Area Total Energy Plant | 10883 | CT3 | MATEP LLC | Natural Gas Fired Combustion Turbine | 42.3368 | -71.1081 | 13.8
2025-09 | ISNE | Medical Area Total Energy Plant | 10883 | DEG1 | MATEP LLC | Petroleum Liquids | 42.3368 | -71.1081 | 6.8
2025-09 | ISNE | Medical Area Total Energy Plant | 10883 | DEG2 | MATEP LLC | Petroleum Liquids | 42.3368 | -71.1081 | 6.8
2025-09 | ISNE | Medical Area Total Energy Plant | 10883 | DEG3 | MATEP LLC | Petroleum Liquids | 42.3368 | -71.1081 | 6.8
2025-09 | ISNE | Medical Area Total Energy Plant | 10883 | DEG4 | MATEP LLC | Petroleum Liquids | 42.3368 | -71.1081 | 6.8
2025-09 | ISNE | Medical Area Total Energy Plant | 10883 | DEG5 | MATEP LLC | Petroleum Liquids | 42.3368 | -71.1081 | 6.8
2025-09 | ISNE | Medical Area Total Energy Plant | 10883 | STG2 | MATEP LLC | Natural Gas Steam Turbine | 42.3368 | -71.1081 | 11
2025-09 | ISNE | Medical Area Total Energy Plant | 10883 | STG3 | MATEP LLC | Natural Gas Steam Turbine | 42.3368 | -71.1081 | 11
2025-09 | NYIS | Victory Mills | 10902 | GEN1 | Central Rivers Power US, LLC | Conventional Hydroelectric | 42.9197 | -76.5477 | 1.7
2025-09 | ISNE | Pittsfield Generating LP | 50002 | GEN1 | Pittsfield Generating Company, LP | Natural Gas Fired Combined Cycle | 42.4564 | -73.2181 | 40.7
2025-09 | ISNE | Pittsfield Generating LP | 50002 | GEN2 | Pittsfield Generating Company, LP | Natural Gas Fired Combined Cycle | 42.4564 | -73.2181 | 40.7
2025-09 | ISNE | Pittsfield Generating LP | 50002 | GEN3 | Pittsfield Generating Company, LP | Natural Gas Fired Combined Cycle | 42.4564 | -73.2181 | 40.7
2025-09 | ISNE | Pittsfield Generating LP | 50002 | GEN4 | Pittsfield Generating Company, LP | Natural Gas Fired Combined Cycle | 42.4564 | -73.2181 | 53.4
2025-09 | CISO | Chalk Cliff Limited | 50003 | GEN1 | WCAC Operating Company | Natural Gas Fired Combustion Turbine | 35.0968 | -119.4299 | 46
2025-09 | NYIS | Linden Cogen Plant | 50006 | GTG1 | EFS Cogen Holdings I LLC | Natural Gas Fired Combined Cycle | 40.6322 | -74.2156 | 95.2
2025-09 | NYIS | Linden Cogen Plant | 50006 | GTG2 | EFS Cogen Holdings I LLC | Natural Gas Fired Combined Cycle | 40.6322 | -74.2156 | 95.2
2025-09 | NYIS | Linden Cogen Plant | 50006 | GTG3 | EFS Cogen Holdings I LLC | Natural Gas Fired Combined Cycle | 40.6322 | -74.2156 | 95.2
2025-09 | NYIS | Linden Cogen Plant | 50006 | GTG4 | EFS Cogen Holdings I LLC | Natural Gas Fired Combined Cycle | 40.6322 | -74.2156 | 95.2
2025-09 | NYIS | Linden Cogen Plant | 50006 | GTG5 | EFS Cogen Holdings I LLC | Natural Gas Fired Combined Cycle | 40.6322 | -74.2156 | 95.2
2025-09 | NYIS | Linden Cogen Plant | 50006 | GTG6 | EFS Cogen Holdings I LLC | Natural Gas Fired Combined Cycle | 40.6322 | -74.2156 | 212.5
2025-09 | NYIS | Linden Cogen Plant | 50006 | STG1 | EFS Cogen Holdings I LLC | Natural Gas Fired Combined Cycle | 40.6322 | -74.2156 | 95.2
2025-09 | NYIS | Linden Cogen Plant | 50006 | STG2 | EFS Cogen Holdings I LLC | Natural Gas Fired Combined Cycle | 40.6322 | -74.2156 | 95.2
2025-09 | NYIS | Linden Cogen Plant | 50006 | STG3 | EFS Cogen Holdings I LLC | Natural Gas Fired Combined Cycle | 40.6322 | -74.2156 | 95.2
2025-09 | PJM | Glen Ferris Hydro | 50010 | GEN1 | Hawks Nest Hydro LLC | Conventional Hydroelectric | 38.1483 | -81.2147 | 0.4
2025-09 | PJM | Glen Ferris Hydro | 50010 | GEN2 | Hawks Nest Hydro LLC | Conventional Hydroelectric | 38.1483 | -81.2147 | 0.4
2025-09 | PJM | Glen Ferris Hydro | 50010 | GEN3 | Hawks Nest Hydro LLC | Conventional Hydroelectric | 38.1483 | -81.2147 | 0.4
2025-09 | PJM | Glen Ferris Hydro | 50010 | GEN4 | Hawks Nest Hydro LLC | Conventional Hydroelectric | 38.1483 | -81.2147 | 0.4
2025-09 | PJM | Glen Ferris Hydro | 50010 | GEN5 | Hawks Nest Hydro LLC | Conventional Hydroelectric | 38.1483 | -81.2147 | 0.4
2025-09 | PJM | Glen Ferris Hydro | 50010 | GEN6 | Hawks Nest Hydro LLC | Conventional Hydroelectric | 38.1483 | -81.2147 | 0.4
2025-09 | PJM | Glen Ferris Hydro | 50010 | GEN7 | Hawks Nest Hydro LLC | Conventional Hydroelectric | 38.1483 | -81.2147 | 1.9
2025-09 | PJM | Glen Ferris Hydro | 50010 | GEN8 | Hawks Nest Hydro LLC | Conventional Hydroelectric | 38.1483 | -81.2147 | 1.9
2025-09 | PJM | Hawks Nest Hydro | 50011 | GEN1 | Hawks Nest Hydro LLC | Conventional Hydroelectric | 38.1478 | -81.1753 | 25.5
2025-09 | PJM | Hawks Nest Hydro | 50011 | GEN2 | Hawks Nest Hydro LLC | Conventional Hydroelectric | 38.1478 | -81.1753 | 25.5
2025-09 | PJM | Hawks Nest Hydro | 50011 | GEN3 | Hawks Nest Hydro LLC | Conventional Hydroelectric | 38.1478 | -81.1753 | 25.5
2025-09 | PJM | Hawks Nest Hydro | 50011 | GEN4 | Hawks Nest Hydro LLC | Conventional Hydroelectric | 38.1478 | -81.1753 | 25.5
2025-09 | ERCO | Corpus Refinery | 50026 | FR6 | Flint Hills Resources Corpus Christi LLC | Natural Gas Fired Combustion Turbine | 27.8322 | -97.5281 | 47
2025-09 | ERCO | Corpus Refinery | 50026 | SOLAR | Flint Hills Resources Corpus Christi LLC | Solar Photovoltaic | 27.8322 | -97.5281 | 27.5
2025-09 | MISO | Plant 31 Paper Mill | 50028 | GEN5 | Graphic Packaging International | Wood/Wood Waste Biomass | 32.4868 | -92.1496 | 25
2025-09 | MISO | Plant 31 Paper Mill | 50028 | GEN6 | Graphic Packaging International | Wood/Wood Waste Biomass | 32.4868 | -92.1496 | 20
2025-09 | MISO | Plant 31 Paper Mill | 50028 | GEN7 | Graphic Packaging International | Natural Gas Fired Combustion Turbine | 32.4868 | -92.1496 | 39.2
2025-09 | NYIS | Mt Ida Hydroelectric | 50031 | 3983 | Clear Energy Capital, LLC | Conventional Hydroelectric | 42.7213 | -73.6806 | 1.5
2025-09 | NYIS | Mt Ida Hydroelectric | 50031 | 3986 | Clear Energy Capital, LLC | Conventional Hydroelectric | 42.7213 | -73.6806 | 1.5
2025-09 | NYIS | Valley Falls Hydroelectric Facility | 50034 | GEN1 | Albany Engineering Corporation | Conventional Hydroelectric | 42.9044 | -73.5625 | 2.5
2025-09 | ISNE | MMWAC Resource Recovery Facility | 50035 | ST1 | Maine Waste to Energy | Municipal Solid Waste | 44.0678 | -70.2608 | 5
2025-09 | PJM | New Martinsville Hannibal Hydro | 50036 | UNT1 | New Martinsville Hannibal Hydro | Conventional Hydroelectric | 39.6672 | -80.8642 | 18.7
2025-09 | PJM | New Martinsville Hannibal Hydro | 50036 | UNT2 | New Martinsville Hannibal Hydro | Conventional Hydroelectric | 39.6672 | -80.8642 | 18.7
2025-09 | CISO | Rio Bravo Hydro Project | 50037 | UNT1 | Olcese Water District | Conventional Hydroelectric | 35.43 | -118.8222 | 7
2025-09 | CISO | Rio Bravo Hydro Project | 50037 | UNT2 | Olcese Water District | Conventional Hydroelectric | 35.43 | -118.8222 | 7
2025-09 | ERCO | Houston Chemical Complex Battleground | 50043 | GT1 | Oxy Vinyls LP | Natural Gas Fired Combined Cycle | 29.7314 | -95.0839 | 104.2
2025-09 | ERCO | Houston Chemical Complex Battleground | 50043 | GT2 | Oxy Vinyls LP | Natural Gas Fired Combined Cycle | 29.7314 | -95.0839 | 104.2
2025-09 | ERCO | Houston Chemical Complex Battleground | 50043 | GT3 | Oxy Vinyls LP | Natural Gas Fired Combined Cycle | 29.7314 | -95.0839 | 84.9
2025-09 | ERCO | Houston Chemical Complex Battleground | 50043 | ST | Oxy Vinyls LP | Natural Gas Fired Combined Cycle | 29.7314 | -95.0839 | 87.4
2025-09 | ISNE | International Paper Jay Hydro | 50047 | GEN1 | Eagle Creek Renewable Energy, LLC | Conventional Hydroelectric | 44.5037 | -70.221 | 0.5
2025-09 | ISNE | International Paper Jay Hydro | 50047 | GEN2 | Eagle Creek Renewable Energy, LLC | Conventional Hydroelectric | 44.5037 | -70.221 | 0.5
2025-09 | ISNE | International Paper Jay Hydro | 50047 | GEN3 | Eagle Creek Renewable Energy, LLC | Conventional Hydroelectric | 44.5037 | -70.221 | 0.5
2025-09 | ISNE | International Paper Jay Hydro | 50047 | GEN4 | Eagle Creek Renewable Energy, LLC | Conventional Hydroelectric | 44.5037 | -70.221 | 0.5
2025-09 | ISNE | International Paper Jay Hydro | 50047 | GEN5 | Eagle Creek Renewable Energy, LLC | Conventional Hydroelectric | 44.5037 | -70.221 | 0.5
2025-09 | ISNE | International Paper Jay Hydro | 50047 | GEN6 | Eagle Creek Renewable Energy, LLC | Conventional Hydroelectric | 44.5037 | -70.221 | 0.6
2025-09 | CISO | Humboldt Sawmill Company | 50049 | GEN1 | Mendocino Forest Products | Wood/Wood Waste Biomass | 40.4728 | -124.1014 | 12.5
2025-09 | CISO | Humboldt Sawmill Company | 50049 | GEN2 | Mendocino Forest Products | Wood/Wood Waste Biomass | 40.4728 | -124.1014 | 12.5
2025-09 | ISNE | Eagle Point Energy Center | 50051 | GEN1 | Eagle Point Energy Center, LLC | Municipal Solid Waste | 44.7383 | -68.8258 | 25.3
2025-09 | ERCO | Rice University | 50054 | GEN1 | Rice University | Natural Gas Fired Combustion Turbine | 29.721 | -95.3954 | 3.1
2025-09 | ERCO | Rice University | 50054 | GEN2 | Rice University | Natural Gas Fired Combustion Turbine | 29.721 | -95.3954 | 3.8
2025-09 | CISO | San Diego State University | 50061 | GEN2 | San Diego State University | Natural Gas Fired Combined Cycle | 32.7782 | -117.0701 | 5.1
2025-09 | CISO | San Diego State University | 50061 | GEN3 | San Diego State University | Natural Gas Fired Combined Cycle | 32.7782 | -117.0701 | 5.1
2025-09 | CISO | San Diego State University | 50061 | GEN4 | San Diego State University | Natural Gas Fired Combined Cycle | 32.7782 | -117.0701 | 4.1
2025-09 | CISO | San Diego State University | 50061 | GEN5 | San Diego State University | Solar Photovoltaic | 32.7782 | -117.0701 | 0.1
2025-09 | CISO | San Diego State University | 50061 | GEN6 | San Diego State University | Solar Photovoltaic | 32.7782 | -117.0701 | 0.3
2025-09 | CISO | San Diego State University | 50061 | GEN7 | San Diego State University | Solar Photovoltaic | 32.7782 | -117.0701 | 0.3
2025-09 | CISO | San Diego State University | 50061 | GEN8 | San Diego State University | Solar Photovoltaic | 32.7782 | -117.0701 | 0.1
2025-09 | CISO | University of California Santa Cruz | 50064 | 003 | University of California Santa Cruz | Natural Gas Fired Combustion Turbine | 36.9997 | -122.0622 | 4.4
2025-09 | CISO | University of California Santa Cruz | 50064 | 004 | University of California Santa Cruz | Solar Photovoltaic | 36.9997 | -122.0622 | 0.2
2025-09 | CISO | University of California Santa Cruz | 50064 | 18027 | University of California Santa Cruz | Batteries | 36.9997 | -122.0622 | 1
2025-09 | CISO | University of California Santa Cruz | 50064 | 246 | University of California Santa Cruz | Solar Photovoltaic | 36.9997 | -122.0622 | 1.8
2025-09 | CISO | Calistoga Power Plant | 50066 | UNT1 | Geysers Power Co LLC | Geothermal | 38.7879 | -122.7434 | 88.2
2025-09 | CISO | Calistoga Power Plant | 50066 | UNT2 | Geysers Power Co LLC | Geothermal | 38.7879 | -122.7434 | 88.2
2025-09 | SWPP | Borger Plant | 50067 | GEN1 | Sid Richardson Carbon Ltd | Other Gases | 35.6647 | -101.4354 | 30
2025-09 | CISO | Santa Felicia Dam | 50076 | UNT1 | United Water Conservation District | Conventional Hydroelectric | 34.4617 | -118.7511 | 0.2
2025-09 | CISO | Santa Felicia Dam | 50076 | UNT2 | United Water Conservation District | Conventional Hydroelectric | 34.4617 | -118.7511 | 1.1
2025-09 | NYIS | Goodyear Lake Plant | 50079 | GEN1 | Hydroland Omega LLC | Conventional Hydroelectric | 42.5025 | -74.9836 | 0.8
2025-09 | NYIS | Goodyear Lake Plant | 50079 | GEN2 | Hydroland Omega LLC | Conventional Hydroelectric | 42.5025 | -74.9836 | 0.6
2025-09 | ISNE | Otis Hydro | 50080 | GEN1 | Eagle Creek Renewable Energy, LLC | Conventional Hydroelectric | 44.4778 | -70.2008 | 5.1
2025-09 | ISNE | Otis Hydro | 50080 | GEN2 | Eagle Creek Renewable Energy, LLC | Conventional Hydroelectric | 44.4778 | -70.2008 | 5.1
2025-09 | ISNE | International Paper Riley Hydro | 50081 | GEN1 | Eagle Creek Renewable Energy, LLC | Conventional Hydroelectric | 44.5034 | -70.2491 | 1.1
2025-09 | ISNE | International Paper Riley Hydro | 50081 | GEN2 | Eagle Creek Renewable Energy, LLC | Conventional Hydroelectric | 44.5034 | -70.2491 | 1.1
2025-09 | ISNE | International Paper Riley Hydro | 50081 | GEN3 | Eagle Creek Renewable Energy, LLC | Conventional Hydroelectric | 44.5034 | -70.2491 | 1.1
2025-09 | ISNE | International Paper Riley Hydro | 50081 | GEN4 | Eagle Creek Renewable Energy, LLC | Conventional Hydroelectric | 44.5034 | -70.2491 | 1.1
2025-09 | ISNE | International Paper Riley Hydro | 50081 | GEN5 | Eagle Creek Renewable Energy, LLC | Conventional Hydroelectric | 44.5034 | -70.2491 | 1.1
2025-09 | ISNE | International Paper Riley Hydro | 50081 | GEN6 | Eagle Creek Renewable Energy, LLC | Conventional Hydroelectric | 44.5034 | -70.2491 | 1.1
2025-09 | ISNE | International Paper Livermore Hydro | 50082 | GEN1 | Eagle Creek Renewable Energy, LLC | Conventional Hydroelectric | 44.4705 | -70.1873 | 1.1
2025-09 | ISNE | International Paper Livermore Hydro | 50082 | GEN2 | Eagle Creek Renewable Energy, LLC | Conventional Hydroelectric | 44.4705 | -70.1873 | 1.1
2025-09 | ISNE | International Paper Livermore Hydro | 50082 | GEN3 | Eagle Creek Renewable Energy, LLC | Conventional Hydroelectric | 44.4705 | -70.1873 | 1.1
2025-09 | ISNE | International Paper Livermore Hydro | 50082 | GEN4 | Eagle Creek Renewable Energy, LLC | Conventional Hydroelectric | 44.4705 | -70.1873 | 1.2
2025-09 | ISNE | International Paper Livermore Hydro | 50082 | GEN5 | Eagle Creek Renewable Energy, LLC | Conventional Hydroelectric | 44.4705 | -70.1873 | 1.1
2025-09 | ISNE | International Paper Livermore Hydro | 50082 | GEN6 | Eagle Creek Renewable Energy, LLC | Conventional Hydroelectric | 44.4705 | -70.1873 | 0.7
2025-09 | ISNE | International Paper Livermore Hydro | 50082 | GEN7 | Eagle Creek Renewable Energy, LLC | Conventional Hydroelectric | 44.4705 | -70.1873 | 0.9
2025-09 | ISNE | International Paper Livermore Hydro | 50082 | GEN8 | Eagle Creek Renewable Energy, LLC | Conventional Hydroelectric | 44.4705 | -70.1873 | 1
2025-09 | ISNE | International Paper Livermore Hydro | 50082 | GEN9 | Eagle Creek Renewable Energy, LLC | Conventional Hydroelectric | 44.4705 | -70.1873 | 1
2025-09 | ISNE | Univ of Massachusetts Medical Center | 50087 | GEN1 | University of Massachusetts Medical | Natural Gas Steam Turbine | 42.279 | -71.7598 | 2.5
2025-09 | ISNE | Univ of Massachusetts Medical Center | 50087 | GEN2 | University of Massachusetts Medical | Natural Gas Steam Turbine | 42.279 | -71.7598 | 2.5
2025-09 | ISNE | Univ of Massachusetts Medical Center | 50087 | GEN3 | University of Massachusetts Medical | Natural Gas Steam Turbine | 42.279 | -71.7598 | 5
2025-09 | ISNE | Univ of Massachusetts Medical Center | 50087 | GEN4 | University of Massachusetts Medical | Natural Gas Fired Combustion Turbine | 42.279 | -71.7598 | 7.5
2025-09 | MISO | University of Northern Iowa | 50088 | GEN1 | University of Northern Iowa | Natural Gas Steam Turbine | 42.5136 | -92.4591 | 7.5
2025-09 | NYIS | Chateaugay High Falls Hydro | 50093 | WT | Hydroland Omega LLC | Conventional Hydroelectric | 44.9099 | -74.0858 | 1.7
2025-09 | PJM | Vicinity Energy Trenton, L.P. | 50094 | 7214 | Vicinity Energy Trenton, L.P. | Natural Gas Internal Combustion Engine | 40.2167 | -74.7667 | 6
2025-09 | MISO | WestRock (TX) | 50101 | GEN1 | WestRock (TX) | Wood/Wood Waste Biomass | 30.3419 | -94.0656 | 7.5
2025-09 | MISO | WestRock (TX) | 50101 | GEN2 | WestRock (TX) | Wood/Wood Waste Biomass | 30.3419 | -94.0656 | 32.6
2025-09 | MISO | WestRock (TX) | 50101 | GEN3 | WestRock (TX) | Wood/Wood Waste Biomass | 30.3419 | -94.0656 | 17.6
2025-09 | ISNE | China Mill Hydro | 50103 | GEN 1 | New Hampshire Hydro Associates | Conventional Hydroelectric | 43.1287 | -71.4599 | 1.7
2025-09 | ERCO | Paris Energy Center | 50109 | GEN1 | Paris Generation LP | Natural Gas Fired Combined Cycle | 33.6968 | -95.5577 | 87.8
2025-09 | ERCO | Paris Energy Center | 50109 | GEN2 | Paris Generation LP | Natural Gas Fired Combined Cycle | 33.6968 | -95.5577 | 87.8
2025-09 | ERCO | Paris Energy Center | 50109 | GEN3 | Paris Generation LP | Natural Gas Fired Combined Cycle | 33.6968 | -95.5577 | 90
2025-09 | CISO | Sierra Pacific Burney Facility | 50110 | GEN1 | Sierra Pacific Industries | Wood/Wood Waste Biomass | 40.8767 | -121.7016 | 20
2025-09 | CISO | Sierra Pacific Quincy Facility | 50112 | GEN3 | Sierra Pacific Industries | Wood/Wood Waste Biomass | 39.9412 | -120.9092 | 35.2
2025-09 | CISO | US Borax | 50115 | GEN1 | U S Borax Inc | Natural Gas Fired Combustion Turbine | 35.0329 | -117.701 | 48.2
2025-09 | ERCO | Hal C Weaver Power Plant | 50118 | GEN10 | University of Texas at Austin | Natural Gas Fired Combined Cycle | 30.2867 | -97.7356 | 34.4
2025-09 | ERCO | Hal C Weaver Power Plant | 50118 | GEN5 | University of Texas at Austin | Natural Gas Fired Combined Cycle | 30.2867 | -97.7356 | 6
2025-09 | ERCO | Hal C Weaver Power Plant | 50118 | GEN7 | University of Texas at Austin | Natural Gas Fired Combined Cycle | 30.2867 | -97.7356 | 28.8
2025-09 | ERCO | Hal C Weaver Power Plant | 50118 | GEN8 | University of Texas at Austin | Natural Gas Fired Combined Cycle | 30.2867 | -97.7356 | 48.5
2025-09 | ERCO | Hal C Weaver Power Plant | 50118 | GEN9 | University of Texas at Austin | Natural Gas Fired Combined Cycle | 30.2867 | -97.7356 | 27.2
2025-09 | CISO | Phillips 66 Rodeo Refinery | 50119 | GENA | Phillips 66 Company | Other Gases | 38.0417 | -122.2583 | 18.3
2025-09 | CISO | Phillips 66 Rodeo Refinery | 50119 | GENB | Phillips 66 Company | Other Gases | 38.0417 | -122.2583 | 18.3
2025-09 | CISO | Phillips 66 Rodeo Refinery | 50119 | GENC | Phillips 66 Company | Other Gases | 38.0417 | -122.2583 | 18.3
2025-09 | ERCO | Valero Refinery Corpus Christi West | 50121 | PRU | Valero Refining Co | All Other | 27.8175 | -97.4814 | 12
2025-09 | ERCO | Valero Refinery Corpus Christi West | 50121 | TG1 | Valero Refining Co | Petroleum Coke | 27.8175 | -97.4814 | 28.6
2025-09 | ERCO | Valero Refinery Corpus Christi West | 50121 | TG2 | Valero Refining Co | Petroleum Coke | 27.8175 | -97.4814 | 28.6
2025-09 | NYIS | Normanskill Hydro Project | 50123 | GEN1 | Watervliet City of | Conventional Hydroelectric | 42.7124 | -73.9573 | 1.2
2025-09 | ISNE | Ottauquechee Hydro | 50126 | 1 | Green Mountain Power Corp | Conventional Hydroelectric | 43.5933 | -72.3506 | 1.2
2025-09 | ISNE | Ottauquechee Hydro | 50126 | 2 | Green Mountain Power Corp | Conventional Hydroelectric | 43.5933 | -72.3506 | 0.6
2025-09 | ERCO | Signal Hill Generating LLC | 50127 | GTA | Signal Hill Generating LLC | Natural Gas Fired Combined Cycle | 33.8625 | -98.5894 | 20
2025-09 | ERCO | Signal Hill Generating LLC | 50127 | GTB | Signal Hill Generating LLC | Natural Gas Fired Combined Cycle | 33.8625 | -98.5894 | 20
2025-09 | ERCO | Signal Hill Generating LLC | 50127 | GTC | Signal Hill Generating LLC | Natural Gas Fired Combined Cycle | 33.8625 | -98.5894 | 20
2025-09 | ERCO | Signal Hill Generating LLC | 50127 | STD | Signal Hill Generating LLC | Natural Gas Fired Combined Cycle | 33.8625 | -98.5894 | 20
2025-09 | CISO | Sycamore Cogeneration | 50134 | GTAG | Sycamore Cogeneration Co | Natural Gas Fired Combustion Turbine | 35.4526 | -118.9853 | 75
2025-09 | CISO | Sycamore Cogeneration | 50134 | GTBG | Sycamore Cogeneration Co | Natural Gas Fired Combustion Turbine | 35.4526 | -118.9853 | 75
2025-09 | CISO | Sycamore Cogeneration | 50134 | GTCG | Sycamore Cogeneration Co | Natural Gas Fired Combustion Turbine | 35.4526 | -118.9853 | 75
2025-09 | CISO | Sycamore Cogeneration | 50134 | GTDG | Sycamore Cogeneration Co | Natural Gas Fired Combustion Turbine | 35.4526 | -118.9853 | 75
2025-09 | NYIS | South Oaks Hospital | 50136 | CG1 | South Oak Hospital | Natural Gas Internal Combustion Engine | 40.6853 | -73.4258 | 0.2
2025-09 | NYIS | South Oaks Hospital | 50136 | CG2 | South Oak Hospital | Natural Gas Internal Combustion Engine | 40.6853 | -73.4258 | 0.2
2025-09 | NYIS | South Oaks Hospital | 50136 | CG3 | South Oak Hospital | Natural Gas Internal Combustion Engine | 40.6853 | -73.4258 | 0.2
2025-09 | NYIS | South Oaks Hospital | 50136 | CG4 | South Oak Hospital | Natural Gas Internal Combustion Engine | 40.6853 | -73.4258 | 0.2
2025-09 | NYIS | South Oaks Hospital | 50136 | CG5 | South Oak Hospital | Natural Gas Internal Combustion Engine | 40.6853 | -73.4258 | 0.2
2025-09 | ERCO | Newgulf Cogen | 50137 | GEN1 | Wharton County Generation LLC | Natural Gas Fired Combustion Turbine | 29.2639 | -95.8997 | 101.9
2025-09 | SWPP | Snider Industries | 50141 | WGN1 | Snider Industries Inc | Wood/Wood Waste Biomass | 32.5747 | -94.3739 | 5
2025-09 | ERCO | Union Carbide Seadrift Cogen | 50150 | GE10 | Union Carbide Corp-Seadrift | Natural Gas Steam Turbine | 28.5105 | -96.7706 | 15
2025-09 | ERCO | Union Carbide Seadrift Cogen | 50150 | GE11 | Union Carbide Corp-Seadrift | Natural Gas Fired Combustion Turbine | 28.5105 | -96.7706 | 35
2025-09 | ERCO | Union Carbide Seadrift Cogen | 50150 | GEN5 | Union Carbide Corp-Seadrift | Natural Gas Steam Turbine | 28.5105 | -96.7706 | 15
2025-09 | ERCO | Union Carbide Seadrift Cogen | 50150 | GEN6 | Union Carbide Corp-Seadrift | Natural Gas Fired Combustion Turbine | 28.5105 | -96.7706 | 35
2025-09 | ERCO | Union Carbide Seadrift Cogen | 50150 | GEN8 | Union Carbide Corp-Seadrift | Natural Gas Fired Combustion Turbine | 28.5105 | -96.7706 | 35
2025-09 | ERCO | Union Carbide Seadrift Cogen | 50150 | GEN9 | Union Carbide Corp-Seadrift | Natural Gas Steam Turbine | 28.5105 | -96.7706 | 15
2025-09 | ERCO | Union Carbide Seadrift Cogen | 50150 | IGT | Union Carbide Corp-Seadrift | Natural Gas Fired Combustion Turbine | 28.5105 | -96.7706 | 12
2025-09 | MISO | Dow St Charles Operations | 50152 | CGN1 | Dow Chemical Co - St Charles | Natural Gas Fired Combined Cycle | 29.9861 | -90.4414 | 125.8
2025-09 | MISO | Dow St Charles Operations | 50152 | CGN2 | Dow Chemical Co - St Charles | Natural Gas Fired Combined Cycle | 29.9861 | -90.4414 | 125.8
2025-09 | MISO | Dow St Charles Operations | 50152 | CSTG | Dow Chemical Co - St Charles | Natural Gas Fired Combined Cycle | 29.9861 | -90.4414 | 50
2025-09 | MISO | Dow St Charles Operations | 50152 | STG | Dow Chemical Co - St Charles | Natural Gas Fired Combined Cycle | 29.9861 | -90.4414 | 22
2025-09 | ERCO | Texas City Plant Union Carbide | 50153 | STG | Union Carbide Corp-Texas City | All Other | 29.3761 | -94.9465 | 25.8
2025-09 | CISO | Bear Creek (CA) | 50156 | GEN1 | Central Rivers Power US, LLC | Conventional Hydroelectric | 40.5345 | -121.9591 | 3.2
2025-09 | ISNE | International Paper Woronoco Mill | 50166 | GEN1 | Eagle Creek Renewable Energy, LLC | Conventional Hydroelectric | 42.1634 | -72.8275 | 0.5
2025-09 | ISNE | International Paper Woronoco Mill | 50166 | GEN2 | Eagle Creek Renewable Energy, LLC | Conventional Hydroelectric | 42.1634 | -72.8275 | 1.8
2025-09 | ISNE | International Paper Woronoco Mill | 50166 | GEN2A | Eagle Creek Renewable Energy, LLC | Conventional Hydroelectric | 42.1634 | -72.8275 | 0.5
2025-09 | CISO | Berry Cogen | 50170 | GEN1 | Berry Petroleum Co | Natural Gas Fired Combustion Turbine | 35.093 | -119.4436 | 38.7
2025-09 | PJM | Emporia | 50175 | GEN1 | Emporia Hydro Power LP | Conventional Hydroelectric | 36.696 | -77.56 | 2
2025-09 | PJM | Emporia | 50175 | GEN2 | Emporia Hydro Power LP | Conventional Hydroelectric | 36.696 | -77.56 | 0.5
2025-09 | NYIS | Union Falls | 50176 | GEN1 | Union Falls Hydro Power LP | Conventional Hydroelectric | 44.5107 | -73.9131 | 1.3
2025-09 | NYIS | Union Falls | 50176 | GEN2 | Union Falls Hydro Power LP | Conventional Hydroelectric | 44.5107 | -73.9131 | 1.3
2025-09 | ISNE | Blackstone/Tupperware | 50177 | GEN1 | Blackstone Hydro Inc. | Conventional Hydroelectric | 42.0145 | -71.5444 | 0.4
2025-09 | ISNE | Blackstone/Tupperware | 50177 | GEN2 | Blackstone Hydro Inc. | Conventional Hydroelectric | 42.0145 | -71.5444 | 0.4
2025-09 | ISNE | Blackstone/Tupperware | 50177 | GEN3 | Blackstone Hydro Inc. | Conventional Hydroelectric | 42.0145 | -71.5444 | 0.4
2025-09 | ISNE | Blackstone/Tupperware | 50177 | GEN4 | Blackstone Hydro Inc. | Conventional Hydroelectric | 42.0145 | -71.5444 | 0.4
2025-09 | PJM | Halifax (VA) | 50178 | GEN1 | Banister Hydro LP | Conventional Hydroelectric | 36.7817 | -78.9236 | 0.8
2025-09 | PJM | Halifax (VA) | 50178 | GEN2 | Banister Hydro LP | Conventional Hydroelectric | 36.7817 | -78.9236 | 0.4
2025-09 | PJM | Halifax (VA) | 50178 | GEN3 | Banister Hydro LP | Conventional Hydroelectric | 36.7817 | -78.9236 | 0.4
2025-09 | CISO | Olsen | 50180 | GEN1 | Olsen Power Partners | Conventional Hydroelectric | 40.6372 | -121.928 | 5
2025-09 | PJM | Domtar Paper Co LLC Plymouth NC | 50189 | TG10 | Domtar Paper Company LLC | Wood/Wood Waste Biomass | 35.8628 | -76.7831 | 72
2025-09 | PJM | Domtar Paper Co LLC Plymouth NC | 50189 | TG9 | Domtar Paper Company LLC | Wood/Wood Waste Biomass | 35.8628 | -76.7831 | 42
2025-09 | MISO | Domtar Paper Company Rothschild | 50190 | HG3 | Domtar Paper Company Rothschild | Conventional Hydroelectric | 44.8867 | -89.6272 | 0.6
2025-09 | MISO | Domtar Paper Company Rothschild | 50190 | HG7 | Domtar Paper Company Rothschild | Conventional Hydroelectric | 44.8867 | -89.6272 | 0.5
2025-09 | SWPP | International Paper Valliant OK | 50192 | TG1 | International Paper - Valliant | Wood/Wood Waste Biomass | 33.9961 | -95.1114 | 68
2025-09 | NYIS | US Gypsum Oakfield | 50203 | GEN1 | U S Gypsum Co | Natural Gas Fired Combustion Turbine | 43.0647 | -78.2972 | 5.8
2025-09 | ISNE | NE Renewable Bethlehem, LLC | 50208 | GEN1 | NE Renewable Bethlehem, LLC | Wood/Wood Waste Biomass | 44.3274 | -71.68 | 17.5
2025-09 | PJM | York County Resource Recovery | 50215 | GEN1 | York County Solid W & R Auth | Municipal Solid Waste | 40.0017 | -76.7183 | 36.5
2025-09 | CISO | Watson Cogeneration | 50216 | GN91 | ARCO Products Co-Watson | Natural Gas Fired Combined Cycle | 33.8166 | -118.2448 | 82
2025-09 | CISO | Watson Cogeneration | 50216 | GN92 | ARCO Products Co-Watson | Natural Gas Fired Combined Cycle | 33.8166 | -118.2448 | 82
2025-09 | CISO | Watson Cogeneration | 50216 | GN93 | ARCO Products Co-Watson | Natural Gas Fired Combined Cycle | 33.8166 | -118.2448 | 82
2025-09 | CISO | Watson Cogeneration | 50216 | GN94 | ARCO Products Co-Watson | Natural Gas Fired Combined Cycle | 33.8166 | -118.2448 | 82
2025-09 | CISO | Watson Cogeneration | 50216 | GN95 | ARCO Products Co-Watson | Natural Gas Fired Combined Cycle | 33.8166 | -118.2448 | 38.5
2025-09 | CISO | Watson Cogeneration | 50216 | GN96 | ARCO Products Co-Watson | Natural Gas Fired Combined Cycle | 33.8166 | -118.2448 | 38.5
2025-09 | CISO | Frankenheimer Power Plant | 50219 | U1 | Turlock Irrigation District | Conventional Hydroelectric | 37.8304 | -120.807 | 5.3
2025-09 | CISO | Nelson Creek | 50223 | 1296 | Nelson Creek Power Inc | Conventional Hydroelectric | 41.0289 | -121.8924 | 1.2
2025-09 | CISO | Oxnard Wastewater Treatment Plant | 50224 | 7610 | Oxnard City of | Other Waste Biomass | 34.1405 | -119.1845 | 0.5
2025-09 | CISO | Oxnard Wastewater Treatment Plant | 50224 | 7710 | Oxnard City of | Other Waste Biomass | 34.1405 | -119.1845 | 0.5
2025-09 | CISO | Oxnard Wastewater Treatment Plant | 50224 | 7810 | Oxnard City of | Other Waste Biomass | 34.1405 | -119.1845 | 0.5
2025-09 | ISNE | Regional Waste Systems | 50225 | TG1 | Ecomaine | Municipal Solid Waste | 43.6556 | -70.3347 | 13.3
2025-09 | ERCO | Texas Petrochemicals | 50229 | TG2 | TPC Group, LLC | Natural Gas Steam Turbine | 29.6981 | -95.2547 | 35
2025-09 | ISNE | Robbins Lumber | 50230 | CAT | Robbins Lumber Inc | Petroleum Liquids | 44.3331 | -69.2019 | 2
2025-09 | CISO | San Dimas Wash Generating Station | 50233 | 4011 | San Gabriel Valley Mun Wtr Dt | Conventional Hydroelectric | 34.1242 | -117.8051 | 1
2025-09 | CISO | San Antonio Regional Hospital | 50234 | 2074 | San Antonio Regional Hospital | Natural Gas Internal Combustion Engine | 34.1019 | -117.6381 | 0.9
2025-09 | CISO | San Antonio Regional Hospital | 50234 | 2075 | San Antonio Regional Hospital | Natural Gas Internal Combustion Engine | 34.1019 | -117.6381 | 0.9
2025-09 | CISO | San Antonio Regional Hospital | 50234 | 2076 | San Antonio Regional Hospital | Natural Gas Internal Combustion Engine | 34.1019 | -117.6381 | 0.9
2025-09 | MISO | Purdue University | 50240 | GEN1 | Purdue University | Natural Gas Steam Turbine | 40.4172 | -86.9122 | 30.8
2025-09 | MISO | Purdue University | 50240 | GEN2 | Purdue University | Natural Gas Steam Turbine | 40.4172 | -86.9122 | 10.7
2025-09 | MISO | Purdue University | 50240 | GEN3 | Purdue University | Petroleum Liquids | 40.4172 | -86.9122 | 1.8
2025-09 | ISNE | Bucksport Generation LLC | 50243 | GEN4 | Bucksport Generation LLC | Natural Gas Fired Combustion Turbine | 44.5738 | -68.8046 | 186.8
2025-09 | MISO | Billerud Quinnesec Mill | 50251 | GEN1 | Billerud Quinnesec Mill | Wood/Wood Waste Biomass | 45.7956 | -87.9556 | 28
2025-09 | MISO | Billerud Quinnesec Mill | 50251 | GEN2 | Billerud Quinnesec Mill | Wood/Wood Waste Biomass | 45.7956 | -87.9556 | 28
2025-09 | MISO | Sartell Dam | 50252 | HG10 | Eagle Creek Renewable Energy, LLC | Conventional Hydroelectric | 45.618 | -94.2008 | 0.9
2025-09 | MISO | Sartell Dam | 50252 | HG11 | Eagle Creek Renewable Energy, LLC | Conventional Hydroelectric | 45.618 | -94.2008 | 0.9
2025-09 | MISO | Sartell Dam | 50252 | HG12 | Eagle Creek Renewable Energy, LLC | Conventional Hydroelectric | 45.618 | -94.2008 | 0.9
2025-09 | MISO | Sartell Dam | 50252 | HG2 | Eagle Creek Renewable Energy, LLC | Conventional Hydroelectric | 45.618 | -94.2008 | 0.9
2025-09 | MISO | Sartell Dam | 50252 | HG3 | Eagle Creek Renewable Energy, LLC | Conventional Hydroelectric | 45.618 | -94.2008 | 0.9
2025-09 | MISO | Sartell Dam | 50252 | HG4 | Eagle Creek Renewable Energy, LLC | Conventional Hydroelectric | 45.618 | -94.2008 | 0.9
2025-09 | MISO | Sartell Dam | 50252 | HG5 | Eagle Creek Renewable Energy, LLC | Conventional Hydroelectric | 45.618 | -94.2008 | 0.9
2025-09 | MISO | Sartell Dam | 50252 | HG6 | Eagle Creek Renewable Energy, LLC | Conventional Hydroelectric | 45.618 | -94.2008 | 0.8
2025-09 | MISO | Sartell Dam | 50252 | HG7 | Eagle Creek Renewable Energy, LLC | Conventional Hydroelectric | 45.618 | -94.2008 | 0.8
2025-09 | MISO | Sartell Dam | 50252 | HG8 | Eagle Creek Renewable Energy, LLC | Conventional Hydroelectric | 45.618 | -94.2008 | 0.7
2025-09 | MISO | Sartell Dam | 50252 | HG9 | Eagle Creek Renewable Energy, LLC | Conventional Hydroelectric | 45.618 | -94.2008 | 0.7
2025-09 | PJM | KapStone Kraft Paper Corp | 50254 | GEN1 | Westrock Kraft Paper, LLC | Wood/Wood Waste Biomass | 36.4769 | -77.6414 | 28.3
2025-09 | MISO | Corewell Health Dearborn Campus | 50260 | 1 2M | Corewell Health Dearborn Campus | Petroleum Liquids | 42.2917 | -83.2119 | 2
2025-09 | MISO | Corewell Health Dearborn Campus | 50260 | 2 2M | Corewell Health Dearborn Campus | Petroleum Liquids | 42.2917 | -83.2119 | 2
2025-09 | MISO | Corewell Health Dearborn Campus | 50260 | 500A | Corewell Health Dearborn Campus | Petroleum Liquids | 42.2917 | -83.2119 | 0.5
2025-09 | NYIS | Hewittville Hydroelectric | 50268 | HY1 | Erie Boulevard Hydropower LP | Conventional Hydroelectric | 44.7052 | -75.0079 | 3
2025-09 | NYIS | Unionville Hydro Project 2499 NY | 50269 | HY1 | Erie Boulevard Hydropower LP | Conventional Hydroelectric | 44.7145 | -74.9966 | 3
2025-09 | PJM | Park 500 Philip Morris USA | 50275 | TG3 | Philip Morris USA - Park 500 | Natural Gas Steam Turbine | 37.3389 | -77.2806 | 13
2025-09 | ISNE | Worumbo Hydro Station | 50278 | GEN1 | Eagle Creek Renewable Energy, LLC | Conventional Hydroelectric | 43.9947 | -70.0619 | 9.7
2025-09 | ISNE | Worumbo Hydro Station | 50278 | GEN2 | Eagle Creek Renewable Energy, LLC | Conventional Hydroelectric | 43.9947 | -70.0619 | 9.7
2025-09 | PJM | Archbald Power Station | 50279 | GEN1 | PEI Power Corp | Natural Gas Steam Turbine | 41.485 | -75.5406 | 23.2
2025-09 | PJM | Archbald Power Station | 50279 | GEN5 | PEI Power Corp | Landfill Gas | 41.485 | -75.5406 | 4.6
2025-09 | PJM | Archbald Power Station | 50279 | GEN6 | PEI Power Corp | Landfill Gas | 41.485 | -75.5406 | 4.6
2025-09 | PJM | Archbald Power Station | 50279 | Gen2 | PEI Power Corp | Natural Gas Fired Combustion Turbine | 41.485 | -75.5406 | 60.5
2025-09 | NYIS | Dahowa Hydro | 50280 | GEN1 | GR Catalyst Two LLC | Conventional Hydroelectric | 43.1033 | -73.5369 | 10.5
2025-09 | CISO | San Gorgonio Farms Wind Farm | 50281 | WGEN | San Gorgonio Farms Inc | Onshore Wind Turbine | 33.9261 | -116.615 | 31
2025-09 | ISNE | Lower Village Water Power Project | 50285 | 0001 | Sugar River Power LLC | Conventional Hydroelectric | 43.3743 | -72.3476 | 0.6
2025-09 | ISNE | Lower Village Water Power Project | 50285 | 0002 | Sugar River Power LLC | Conventional Hydroelectric | 43.3743 | -72.3476 | 0.6
2025-09 | ISNE | SEMASS Resource Recovery | 50290 | GEN1 | SEMASS Partnership | Municipal Solid Waste | 41.8022 | -70.7875 | 64.5
2025-09 | ISNE | SEMASS Resource Recovery | 50290 | GEN2 | SEMASS Partnership | Municipal Solid Waste | 41.8022 | -70.7875 | 34
2025-09 | NYIS | Bethpage Power Plant | 50292 | GEN1 | Calpine Eastern Corp | Natural Gas Fired Combined Cycle | 40.7469 | -73.4994 | 33.7
2025-09 | NYIS | Bethpage Power Plant | 50292 | GEN2 | Calpine Eastern Corp | Natural Gas Fired Combined Cycle | 40.7469 | -73.4994 | 33.7
2025-09 | NYIS | Bethpage Power Plant | 50292 | GEN3 | Calpine Eastern Corp | Natural Gas Fired Combined Cycle | 40.7469 | -73.4994 | 16.2
2025-09 | NYIS | Bethpage Power Plant | 50292 | GEN5 | Calpine Eastern Corp | Natural Gas Fired Combustion Turbine | 40.7469 | -73.4994 | 60
2025-09 | NYIS | Bethpage Power Plant | 50292 | GEN6 | Calpine Eastern Corp | Natural Gas Fired Combined Cycle | 40.7469 | -73.4994 | 60
2025-09 | NYIS | Bethpage Power Plant | 50292 | GEN7 | Calpine Eastern Corp | Natural Gas Fired Combined Cycle | 40.7469 | -73.4994 | 36
2025-09 | CISO | Wadham Energy LP | 50293 | GEN1 | Wadham Energy Ltd Partners | Other Waste Biomass | 39.1062 | -122.1096 | 29.1
2025-09 | CISO | AltaGas Ripon Energy Inc. | 50299 | GEN1 | AltaGas Ripon Energy Inc. | Natural Gas Fired Combustion Turbine | 37.7325 | -121.116 | 49.5
2025-09 | CISO | VESI Pomona | 50300 | BESS1 | VESI Pomona Energy Storage, Inc. | Batteries | 34.0594 | -117.7742 | 20
2025-09 | CISO | VESI Pomona | 50300 | BESS2 | VESI Pomona Energy Storage, Inc. | Batteries | 34.0594 | -117.7742 | 20
2025-09 | ERCO | Shell Deer Park | 50304 | GEN1 | Deer Park Refinery Limited Partnership (DPRLP) | All Other | 29.7232 | -95.1289 | 45.9
2025-09 | ERCO | Shell Deer Park | 50304 | GEN2 | Deer Park Refinery Limited Partnership (DPRLP) | All Other | 29.7232 | -95.1289 | 45.9
2025-09 | ERCO | Shell Deer Park | 50304 | GEN4 | Deer Park Refinery Limited Partnership (DPRLP) | Natural Gas Fired Combustion Turbine | 29.7232 | -95.1289 | 88.2
2025-09 | ERCO | Shell Deer Park | 50304 | GEN5 | Deer Park Refinery Limited Partnership (DPRLP) | Natural Gas Fired Combustion Turbine | 29.7232 | -95.1289 | 94
2025-09 | MISO | Alpena Cement Plant | 50305 | GE10 | Lafarge Corp | Petroleum Coke | 45.0699 | -83.4082 | 3.2
2025-09 | MISO | Alpena Cement Plant | 50305 | GEN6 | Lafarge Corp | Petroleum Coke | 45.0699 | -83.4082 | 12
2025-09 | MISO | Alpena Cement Plant | 50305 | GEN7 | Lafarge Corp | Petroleum Coke | 45.0699 | -83.4082 | 10
2025-09 | MISO | Alpena Cement Plant | 50305 | GEN8 | Lafarge Corp | Petroleum Coke | 45.0699 | -83.4082 | 11
2025-09 | MISO | Alpena Cement Plant | 50305 | GEN9 | Lafarge Corp | Petroleum Coke | 45.0699 | -83.4082 | 11
2025-09 | SWPP | University of Oklahoma | 50307 | GEN1 | University of Oklahoma | Natural Gas Steam Turbine | 35.2089 | -97.4424 | 7.5
2025-09 | SWPP | University of Oklahoma | 50307 | GEN2 | University of Oklahoma | Natural Gas Steam Turbine | 35.2089 | -97.4424 | 2.5
2025-09 | SWPP | University of Oklahoma | 50307 | GEN3 | University of Oklahoma | Natural Gas Steam Turbine | 35.2089 | -97.4424 | 2.5
2025-09 | SWPP | University of Oklahoma | 50307 | GEN4 | University of Oklahoma | Natural Gas Steam Turbine | 35.2089 | -97.4424 | 4.3
2025-09 | SWPP | University of Oklahoma | 50307 | GEN5 | University of Oklahoma | Petroleum Liquids | 35.2089 | -97.4424 | 1.8
2025-09 | ISNE | Pembroke Hydro | 50312 | 1 | Eagle Creek Renewable Energy, LLC | Conventional Hydroelectric | 43.1304 | -71.4536 | 2.7
2025-09 | NYIS | Chasm Hydro Partnership | 50315 | 1100 | Ampersand Chasm Hydro LLC | Conventional Hydroelectric | 44.9318 | -74.1125 | 1
2025-09 | NYIS | Chasm Hydro Partnership | 50315 | 2600 | Ampersand Chasm Hydro LLC | Conventional Hydroelectric | 44.9318 | -74.1125 | 0.6
2025-09 | CISO | Site 980 65 | 50322 | GEN1 | Madera-Chowchilla Power Auth | Conventional Hydroelectric | 37.0568 | -119.8997 | 2.1
2025-09 | ISNE | Newfound Hydroelectric | 50324 | 1 | Eagle Creek Renewable Energy, LLC | Conventional Hydroelectric | 43.59 | -71.733 | 0.7
2025-09 | ISNE | Newfound Hydroelectric | 50324 | 2 | Eagle Creek Renewable Energy, LLC | Conventional Hydroelectric | 43.59 | -71.733 | 0.7
2025-09 | PJM | Nalco | 50326 | AT1 | Nalco Co | Natural Gas Fired Combined Cycle | 41.8009 | -88.1972 | 4
2025-09 | PJM | Mooseheart Power House | 50337 | GEN1 | Moose International | Natural Gas Internal Combustion Engine | 41.8244 | -88.3331 | 0.5
2025-09 | PJM | Mooseheart Power House | 50337 | GEN2 | Moose International | Natural Gas Internal Combustion Engine | 41.8244 | -88.3331 | 0.5
2025-09 | PJM | Mooseheart Power House | 50337 | GEN3 | Moose International | Natural Gas Internal Combustion Engine | 41.8244 | -88.3331 | 0.3
2025-09 | PJM | Mooseheart Power House | 50337 | GEN4 | Moose International | Natural Gas Internal Combustion Engine | 41.8244 | -88.3331 | 0.5
2025-09 | MISO | PCS Nitrogen Fertilizer LP | 50341 | GEN3 | PCS Nitrogen LP | Petroleum Liquids | 30.227 | -91.0551 | 2
2025-09 | MISO | PCS Nitrogen Fertilizer LP | 50341 | GEN4 | PCS Nitrogen LP | Petroleum Liquids | 30.227 | -91.0551 | 2
2025-09 | CISO | Forks of Butte Hydro Project | 50350 | GEN1 | Hypower Energy, LLC | Conventional Hydroelectric | 39.8693 | -121.6319 | 14.5
2025-09 | ISNE | Rolfe Canal Hydro | 50351 | 1 | Briar-Hydro Associates | Conventional Hydroelectric | 43.2746 | -71.604 | 4.3
2025-09 | CISO | Nacimiento Hydro Project | 50352 | 1 | Monterey Cnty Water Res Agency | Conventional Hydroelectric | 35.7986 | -120.8833 | 4
2025-09 | CISO | Nacimiento Hydro Project | 50352 | 2 | Monterey Cnty Water Res Agency | Conventional Hydroelectric | 35.7986 | -120.8833 | 0.4
2025-09 | ISNE | Penacook Lower Falls | 50353 | 1 | Briar-Hydro Associates | Conventional Hydroelectric | 43.2858 | -71.595 | 4.6
2025-09 | NYIS | Newport Hydro | 50354 | 1 | Eagle Creek Renewable Energy, LLC | Conventional Hydroelectric | 43.1853 | -75.0169 | 0.8
2025-09 | NYIS | Newport Hydro | 50354 | 2 | Eagle Creek Renewable Energy, LLC | Conventional Hydroelectric | 43.1853 | -75.0169 | 0.8
2025-09 | NYIS | Newport Hydro | 50354 | 3 | Eagle Creek Renewable Energy, LLC | Conventional Hydroelectric | 43.1853 | -75.0169 | 0.1
2025-09 | ISNE | Ridgewood Providence Power | 50365 | PH21 | Rhode Island LFG Genco | Landfill Gas | 41.8069 | -71.53 | 1.6
2025-09 | ISNE | Ridgewood Providence Power | 50365 | PH22 | Rhode Island LFG Genco | Landfill Gas | 41.8069 | -71.53 | 1.6
2025-09 | ISNE | Ridgewood Providence Power | 50365 | PH23 | Rhode Island LFG Genco | Landfill Gas | 41.8069 | -71.53 | 1.6
2025-09 | ISNE | Ridgewood Providence Power | 50365 | PH24 | Rhode Island LFG Genco | Landfill Gas | 41.8069 | -71.53 | 1.6
2025-09 | PJM | University of Notre Dame | 50366 | GEN1 | University of Notre Dame | Natural Gas Steam Turbine | 41.7094 | -86.2367 | 3
2025-09 | PJM | University of Notre Dame | 50366 | GEN2 | University of Notre Dame | Natural Gas Steam Turbine | 41.7094 | -86.2367 | 1.7
2025-09 | PJM | University of Notre Dame | 50366 | GEN3 | University of Notre Dame | Petroleum Liquids | 41.7094 | -86.2367 | 1
2025-09 | PJM | University of Notre Dame | 50366 | GEN4 | University of Notre Dame | Petroleum Liquids | 41.7094 | -86.2367 | 1
2025-09 | PJM | University of Notre Dame | 50366 | GEN5 | University of Notre Dame | Natural Gas Steam Turbine | 41.7094 | -86.2367 | 2
2025-09 | PJM | University of Notre Dame | 50366 | GEN6 | University of Notre Dame | Natural Gas Steam Turbine | 41.7094 | -86.2367 | 5
2025-09 | PJM | University of Notre Dame | 50366 | GEN7 | University of Notre Dame | Natural Gas Steam Turbine | 41.7094 | -86.2367 | 9.4
2025-09 | PJM | University of Notre Dame | 50366 | GEN8 | University of Notre Dame | Petroleum Liquids | 41.7094 | -86.2367 | 1.9
2025-09 | PJM | University of Notre Dame | 50366 | GEN9 | University of Notre Dame | Petroleum Liquids | 41.7094 | -86.2367 | 1.9
2025-09 | PJM | University of Notre Dame | 50366 | GN10 | University of Notre Dame | Petroleum Liquids | 41.7094 | -86.2367 | 1.9
2025-09 | PJM | University of Notre Dame | 50366 | GT1 | University of Notre Dame | Natural Gas Fired Combustion Turbine | 41.7094 | -86.2367 | 5.4
2025-09 | PJM | University of Notre Dame | 50366 | GT2 | University of Notre Dame | Natural Gas Fired Combustion Turbine | 41.7094 | -86.2367 | 5.4
2025-09 | NYIS | Cornell University Central Heat | 50368 | CT1 | Cornell University | Natural Gas Fired Combined Cycle | 42.4428 | -76.4764 | 15
2025-09 | NYIS | Cornell University Central Heat | 50368 | CT2 | Cornell University | Natural Gas Fired Combined Cycle | 42.4428 | -76.4764 | 15
2025-09 | NYIS | Cornell University Central Heat | 50368 | EDG1 | Cornell University | Petroleum Liquids | 42.4428 | -76.4764 | 1
2025-09 | NYIS | Cornell University Central Heat | 50368 | EDG2 | Cornell University | Petroleum Liquids | 42.4428 | -76.4764 | 1
2025-09 | NYIS | Cornell University Central Heat | 50368 | TG1 | Cornell University | Natural Gas Fired Combined Cycle | 42.4428 | -76.4764 | 1.8
2025-09 | NYIS | Cornell University Central Heat | 50368 | TG2 | Cornell University | Natural Gas Fired Combined Cycle | 42.4428 | -76.4764 | 5.7
2025-09 | PJM | Paxton Creek Cogeneration | 50373 | GEN1 | Energy Center Paxton LLC | Natural Gas Internal Combustion Engine | 40.2653 | -76.8771 | 6.3
2025-09 | PJM | Paxton Creek Cogeneration | 50373 | GEN2 | Energy Center Paxton LLC | Natural Gas Internal Combustion Engine | 40.2653 | -76.8771 | 6.3
2025-09 | CISO | East Portal Generator | 50375 | GEN1 | Calleguas Mun Water District | Conventional Hydroelectric | 34.2619 | -118.6242 | 1.2
2025-09 | ISNE | Gregg Falls | 50384 | 1 | Eagle Creek Renewable Energy, LLC | Conventional Hydroelectric | 43.0168 | -71.5679 | 2.2
2025-09 | ISNE | Gregg Falls | 50384 | 2 | Eagle Creek Renewable Energy, LLC | Conventional Hydroelectric | 43.0168 | -71.5679 | 1.3
2025-09 | MISO | Port Allen (LA) | 50389 | GEN1 | Placid Refining Co LLC | Natural Gas Fired Combustion Turbine | 30.477 | -91.211 | 3.8
2025-09 | MISO | Port Allen (LA) | 50389 | GEN2 | Placid Refining Co LLC | Natural Gas Fired Combustion Turbine | 30.477 | -91.211 | 3.8
2025-09 | CISO | Friant Hydro Facility | 50393 | FR1 | Friant Power Authority | Conventional Hydroelectric | 36.9977 | -119.7035 | 18.4
2025-09 | CISO | Friant Hydro Facility | 50393 | M1 | Friant Power Authority | Conventional Hydroelectric | 36.9977 | -119.7035 | 9.8
2025-09 | CISO | Friant Hydro Facility | 50393 | RO1 | Friant Power Authority | Conventional Hydroelectric | 36.9977 | -119.7035 | 2.4
2025-09 | CISO | Friant Hydro Facility | 50393 | RO2 | Friant Power Authority | Conventional Hydroelectric | 36.9977 | -119.7035 | 6.9
2025-09 | MISO | Georgia-Pacific Corp - Nekoosa Mill | 50395 | HY1 | Domtar Industries Inc | Conventional Hydroelectric | 44.3142 | -89.8964 | 0.8
2025-09 | MISO | Georgia-Pacific Corp - Nekoosa Mill | 50395 | HY2 | Domtar Industries Inc | Conventional Hydroelectric | 44.3142 | -89.8964 | 0.8
2025-09 | MISO | Georgia-Pacific Corp - Nekoosa Mill | 50395 | HY3 | Domtar Industries Inc | Conventional Hydroelectric | 44.3142 | -89.8964 | 0.8
2025-09 | MISO | Georgia-Pacific Corp - Nekoosa Mill | 50395 | HY4 | Domtar Industries Inc | Conventional Hydroelectric | 44.3142 | -89.8964 | 0.6
2025-09 | MISO | Georgia-Pacific Corp - Nekoosa Mill | 50395 | HY5 | Domtar Industries Inc | Conventional Hydroelectric | 44.3142 | -89.8964 | 0.7
2025-09 | MISO | Georgia-Pacific Corp - Nekoosa Mill | 50395 | NHG1 | Domtar Industries Inc | Conventional Hydroelectric | 44.3142 | -89.8964 | 0.2
2025-09 | MISO | Georgia-Pacific Corp - Nekoosa Mill | 50395 | TG14 | Domtar Industries Inc | Wood/Wood Waste Biomass | 44.3142 | -89.8964 | 13.1
2025-09 | MISO | Georgia-Pacific Corp - Nekoosa Mill | 50395 | TG6 | Domtar Industries Inc | Natural Gas Steam Turbine | 44.3142 | -89.8964 | 6
2025-09 | MISO | Georgia-Pacific Corp - Nekoosa Mill | 50395 | TG8 | Domtar Industries Inc | Natural Gas Steam Turbine | 44.3142 | -89.8964 | 16
2025-09 | PJM | Pixelle Specialty Solutions LLC - Spring | 50397 | GEN1 | Pixelle Specialty Solutions LLC - (PA) | Natural Gas Steam Turbine | 39.8709 | -76.8681 | 6
2025-09 | PJM | Pixelle Specialty Solutions LLC - Spring | 50397 | GEN3 | Pixelle Specialty Solutions LLC - (PA) | Natural Gas Steam Turbine | 39.8709 | -76.8681 | 5.1
2025-09 | PJM | Pixelle Specialty Solutions LLC - Spring | 50397 | GEN4 | Pixelle Specialty Solutions LLC - (PA) | Natural Gas Steam Turbine | 39.8709 | -76.8681 | 7.5
2025-09 | PJM | Pixelle Specialty Solutions LLC - Spring | 50397 | GEN5 | Pixelle Specialty Solutions LLC - (PA) | Conventional Steam Coal | 39.8709 | -76.8681 | 45.9
2025-09 | PJM | Pixelle Specialty Solutions LLC - Spring | 50397 | GEN6 | Pixelle Specialty Solutions LLC - (PA) | Wood/Wood Waste Biomass | 39.8709 | -76.8681 | 39.1
2025-09 | CISO | Sand Bar Power Plant | 50400 | GEN1 | Tri-Dam Power Authority | Conventional Hydroelectric | 38.1861 | -120.15 | 16.2
2025-09 | ERCO | BP Chemicals Green Lake Plant | 50404 | TG2 | INEOS Nitriles Greenlake | All Other | 28.5707 | -96.8333 | 15
2025-09 | ERCO | BP Chemicals Green Lake Plant | 50404 | TG3 | INEOS Nitriles Greenlake | All Other | 28.5707 | -96.8333 | 23.8
2025-09 | ISNE | Somerset Plant | 50406 | GEN1 | Sappi Fine Paper North America-Somerset | Wood/Wood Waste Biomass | 44.7035 | -69.6474 | 45.9
2025-09 | ISNE | Somerset Plant | 50406 | GEN2 | Sappi Fine Paper North America-Somerset | Wood/Wood Waste Biomass | 44.7035 | -69.6474 | 61.2
2025-09 | MISO | Park Mill | 50408 | 1 | Eagle Creek Renewable Energy, LLC | Conventional Hydroelectric | 45.1058 | -87.6514 | 0.4
2025-09 | MISO | Park Mill | 50408 | 10 | Eagle Creek Renewable Energy, LLC | Conventional Hydroelectric | 45.1058 | -87.6514 | 0.3
2025-09 | MISO | Park Mill | 50408 | 2 | Eagle Creek Renewable Energy, LLC | Conventional Hydroelectric | 45.1058 | -87.6514 | 0.2
2025-09 | MISO | Park Mill | 50408 | 3 | Eagle Creek Renewable Energy, LLC | Conventional Hydroelectric | 45.1058 | -87.6514 | 0.4
2025-09 | MISO | Park Mill | 50408 | 6 | Eagle Creek Renewable Energy, LLC | Conventional Hydroelectric | 45.1058 | -87.6514 | 0.4
2025-09 | MISO | Park Mill | 50408 | 7 | Eagle Creek Renewable Energy, LLC | Conventional Hydroelectric | 45.1058 | -87.6514 | 0.4
2025-09 | MISO | Menominee Mill Marinette | 50409 | 4 | Eagle Creek Renewable Energy, LLC | Conventional Hydroelectric | 45.1069 | -87.6378 | 0.4
2025-09 | MISO | Menominee Mill Marinette | 50409 | 5 | Eagle Creek Renewable Energy, LLC | Conventional Hydroelectric | 45.1069 | -87.6378 | 0.4
2025-09 | MISO | Menominee Mill Marinette | 50409 | 8 | Eagle Creek Renewable Energy, LLC | Conventional Hydroelectric | 45.1069 | -87.6378 | 0.5
2025-09 | MISO | Menominee Mill Marinette | 50409 | 9 | Eagle Creek Renewable Energy, LLC | Conventional Hydroelectric | 45.1069 | -87.6378 | 0.5
2025-09 | PJM | Chester Operations | 50410 | 6 | Kimberly-Clark Corp | Natural Gas Fired Combined Cycle | 39.8437 | -75.3588 | 17.3
2025-09 | PJM | Chester Operations | 50410 | 6A | Kimberly-Clark Corp | Natural Gas Fired Combined Cycle | 39.8437 | -75.3588 | 17.3
2025-09 | PJM | Chester Operations | 50410 | 7 | Kimberly-Clark Corp | Natural Gas Fired Combined Cycle | 39.8437 | -75.3588 | 17.3
2025-09 | PJM | Chester Operations | 50410 | 7A | Kimberly-Clark Corp | Natural Gas Fired Combined Cycle | 39.8437 | -75.3588 | 17.3
2025-09 | PJM | Rutgers Biomedical and Health Cogen | 50411 | GEN1 | Rutgers, The State University of NJ | Natural Gas Fired Combustion Turbine | 40.7393 | -74.1876 | 3.5
2025-09 | PJM | Rutgers Biomedical and Health Cogen | 50411 | GEN2 | Rutgers, The State University of NJ | Natural Gas Fired Combustion Turbine | 40.7393 | -74.1876 | 3.5
2025-09 | PJM | Rutgers Biomedical and Health Cogen | 50411 | GEN3 | Rutgers, The State University of NJ | Natural Gas Fired Combustion Turbine | 40.7393 | -74.1876 | 3.5
2025-09 | MISO | Olmsted Waste Energy | 50413 | DGCAT | Olmsted County Public Works | Petroleum Liquids | 44.0261 | -92.4323 | 1.7
2025-09 | MISO | Olmsted Waste Energy | 50413 | TG2 | Olmsted County Public Works | Municipal Solid Waste | 44.0261 | -92.4323 | 2.2
2025-09 | MISO | Olmsted Waste Energy | 50413 | TG3 | Olmsted County Public Works | Municipal Solid Waste | 44.0261 | -92.4323 | 5.5
2025-09 | MISO | Olmsted Waste Energy | 50413 | TGI | Olmsted County Public Works | Municipal Solid Waste | 44.0261 | -92.4323 | 1.9
2025-09 | ISNE | Penacook Upper Falls Hydro | 50414 | 1 | Briar-Hydro Associates | Conventional Hydroelectric | 43.2832 | -71.6008 | 3.4
2025-09 | NYIS | Tannery Island Power | 50416 | GEN1 | Relevate Power Management LLC | Conventional Hydroelectric | 43.98 | -75.6131 | 0.3
2025-09 | NYIS | Tannery Island Power | 50416 | GEN2 | Relevate Power Management LLC | Conventional Hydroelectric | 43.98 | -75.6131 | 0.3
2025-09 | NYIS | Tannery Island Power | 50416 | GEN3 | Relevate Power Management LLC | Conventional Hydroelectric | 43.98 | -75.6131 | 0.3
2025-09 | NYIS | Tannery Island Power | 50416 | GEN4 | Relevate Power Management LLC | Conventional Hydroelectric | 43.98 | -75.6131 | 0.3
2025-09 | NYIS | Tannery Island Power | 50416 | GEN5 | Relevate Power Management LLC | Conventional Hydroelectric | 43.98 | -75.6131 | 0.3
2025-09 | NYIS | Bronx Zoo | 50427 | GEN1 | New York Zoological Society | Natural Gas Internal Combustion Engine | 40.8441 | -73.8769 | 0.5
2025-09 | NYIS | Bronx Zoo | 50427 | GEN2 | New York Zoological Society | Natural Gas Internal Combustion Engine | 40.8441 | -73.8769 | 0.5
2025-09 | NYIS | Bronx Zoo | 50427 | GEN3 | New York Zoological Society | Natural Gas Internal Combustion Engine | 40.8441 | -73.8769 | 1.1
2025-09 | NYIS | Bronx Zoo | 50427 | GEN4 | New York Zoological Society | Natural Gas Internal Combustion Engine | 40.8441 | -73.8769 | 1.5
2025-09 | MISO | University of Michigan | 50431 | CT6 | University of Michigan | Natural Gas Fired Combined Cycle | 42.2812 | -83.7346 | 15.5
2025-09 | MISO | University of Michigan | 50431 | TG1 | University of Michigan | Natural Gas Fired Combined Cycle | 42.2812 | -83.7346 | 12.5
2025-09 | MISO | University of Michigan | 50431 | TG10 | University of Michigan | Natural Gas Fired Combined Cycle | 42.2812 | -83.7346 | 3.5
2025-09 | MISO | University of Michigan | 50431 | TG8 | University of Michigan | Natural Gas Fired Combined Cycle | 42.2812 | -83.7346 | 12.5
2025-09 | MISO | University of Michigan | 50431 | TG9 | University of Michigan | Natural Gas Fired Combined Cycle | 42.2812 | -83.7346 | 3.5
2025-09 | MISO | Ada Dam | 50433 | ADA1 | Eagle Creek Renewable Energy, LLC | Conventional Hydroelectric | 42.9506 | -85.4859 | 1.4
2025-09 | MISO | Cascade Dam (MI) | 50436 | CAS1 | Eagle Creek Renewable Energy, LLC | Conventional Hydroelectric | 42.9094 | -85.4989 | 1.6
2025-09 | MISO | French Landing Dam | 50437 | FRL1 | Eagle Creek Renewable Energy, LLC | Conventional Hydroelectric | 42.2143 | -83.4407 | 1.6
2025-09 | MISO | Oconto Falls Lower | 50439 | GEN2 | Eagle Creek Renewable Energy, LLC | Conventional Hydroelectric | 44.8719 | -88.1439 | 1.7
2025-09 | ISNE | S D Warren Westbrook | 50447 | GEN1 | Relevate Power Management LLC | Conventional Hydroelectric | 43.6849 | -70.3532 | 0.6
2025-09 | ISNE | S D Warren Westbrook | 50447 | GEN2 | Relevate Power Management LLC | Conventional Hydroelectric | 43.6849 | -70.3532 | 0.6
2025-09 | ISNE | S D Warren Westbrook | 50447 | GEN3 | Relevate Power Management LLC | Conventional Hydroelectric | 43.6849 | -70.3532 | 0.6
2025-09 | ISNE | S D Warren Westbrook | 50447 | GEN4 | Relevate Power Management LLC | Conventional Hydroelectric | 43.6849 | -70.3532 | 0.8
2025-09 | ISNE | S D Warren Westbrook | 50447 | GEN5 | Relevate Power Management LLC | Conventional Hydroelectric | 43.6849 | -70.3532 | 0.8
2025-09 | ISNE | S D Warren Westbrook | 50447 | GEN6 | Relevate Power Management LLC | Conventional Hydroelectric | 43.6849 | -70.3532 | 0.8
2025-09 | ISNE | S D Warren Westbrook | 50447 | GEN7 | Relevate Power Management LLC | Conventional Hydroelectric | 43.6849 | -70.3532 | 0.6
2025-09 | ISNE | S D Warren Westbrook | 50447 | GN11 | Relevate Power Management LLC | Conventional Hydroelectric | 43.6849 | -70.3532 | 0.6
2025-09 | ISNE | S D Warren Westbrook | 50447 | GN12 | Relevate Power Management LLC | Conventional Hydroelectric | 43.6849 | -70.3532 | 0.2
2025-09 | ISNE | S D Warren Westbrook | 50447 | GN13 | Relevate Power Management LLC | Conventional Hydroelectric | 43.6849 | -70.3532 | 0.2
2025-09 | ISNE | S D Warren Westbrook | 50447 | GN14 | Relevate Power Management LLC | Conventional Hydroelectric | 43.6849 | -70.3532 | 0.2
2025-09 | ISNE | S D Warren Westbrook | 50447 | GN15 | Relevate Power Management LLC | Conventional Hydroelectric | 43.6849 | -70.3532 | 0.2
2025-09 | ISNE | S D Warren Westbrook | 50447 | GN16 | Relevate Power Management LLC | Conventional Hydroelectric | 43.6849 | -70.3532 | 0.5
2025-09 | ISNE | S D Warren Westbrook | 50447 | GN17 | Relevate Power Management LLC | Conventional Hydroelectric | 43.6849 | -70.3532 | 0.5
2025-09 | NYIS | Indeck Silver Springs Energy Center | 50449 | GEN1 | Indeck-Energy Serv Silver Spg | Natural Gas Fired Combined Cycle | 42.6544 | -78.0772 | 39.4
2025-09 | NYIS | Indeck Silver Springs Energy Center | 50449 | GEN2 | Indeck-Energy Serv Silver Spg | Natural Gas Fired Combined Cycle | 42.6544 | -78.0772 | 17.2
2025-09 | NYIS | Indeck Oswego Energy Center | 50450 | GEN1 | Indeck-Oswego Ltd Partnership | Natural Gas Fired Combined Cycle | 43.4717 | -76.4935 | 41.2
2025-09 | NYIS | Indeck Oswego Energy Center | 50450 | GEN2 | Indeck-Oswego Ltd Partnership | Natural Gas Fired Combined Cycle | 43.4717 | -76.4935 | 16.2
2025-09 | NYIS | Indeck Yerkes Energy Center | 50451 | GEN1 | Indeck-Yerkes Ltd Partnership | Natural Gas Fired Combined Cycle | 42.9671 | -78.9182 | 40.6
2025-09 | NYIS | Indeck Yerkes Energy Center | 50451 | GEN2 | Indeck-Yerkes Ltd Partnership | Natural Gas Fired Combined Cycle | 42.9671 | -78.9182 | 19.3
2025-09 | NYIS | Indeck Corinth Energy Center | 50458 | GEN1 | Indeck-Corinth Ltd Partnership | Natural Gas Fired Combined Cycle | 43.25 | -73.8125 | 92
2025-09 | NYIS | Indeck Corinth Energy Center | 50458 | GEN2 | Indeck-Corinth Ltd Partnership | Natural Gas Fired Combined Cycle | 43.25 | -73.8125 | 55
2025-09 | MISO | Cheboygan | 50461 | GEN1 | Great Lakes Tissue Co | Conventional Hydroelectric | 45.6375 | -84.4814 | 1.5
2025-09 | PJM | Procter & Gamble Mehoopany Mill | 50463 | GEN1 | Procter & Gamble Ppr Prdts Co | Natural Gas Fired Combustion Turbine | 41.5743 | -76.0432 | 53.6
2025-09 | PJM | Procter & Gamble Mehoopany Mill | 50463 | GEN2 | Procter & Gamble Ppr Prdts Co | Natural Gas Steam Turbine | 41.5743 | -76.0432 | 2.6
2025-09 | PJM | Procter & Gamble Mehoopany Mill | 50463 | GEN3 | Procter & Gamble Ppr Prdts Co | Natural Gas Fired Combustion Turbine | 41.5743 | -76.0432 | 64
2025-09 | CISO | Oxnard | 50464 | GEN1 | Procter&Gamble Paper Products Co-Oxnard | Natural Gas Fired Combustion Turbine | 34.196 | -119.1667 | 19.2
2025-09 | CISO | Oxnard | 50464 | GEN2 | Procter&Gamble Paper Products Co-Oxnard | Natural Gas Fired Combustion Turbine | 34.196 | -119.1667 | 49.5
2025-09 | NYIS | Reworld Niagara I | 50472 | GEN1 | Reworld Niagara I, LLC | Municipal Solid Waste | 43.0839 | -79.0056 | 25
2025-09 | NYIS | Reworld Niagara I | 50472 | GEN2 | Reworld Niagara I, LLC | Municipal Solid Waste | 43.0839 | -79.0056 | 25
2025-09 | ERCO | Corpus Christi | 50475 | GEN1 | Equistar Chemicals LP | Natural Gas Fired Combustion Turbine | 27.8111 | -97.5958 | 41
2025-09 | MISO | Packaging of America Tomahawk Mill | 50476 | GEN1 | PCA-Tomahawk Mill | Wood/Wood Waste Biomass | 45.4431 | -89.7342 | 6.3
2025-09 | MISO | Packaging of America Tomahawk Mill | 50476 | GEN2 | PCA-Tomahawk Mill | Wood/Wood Waste Biomass | 45.4431 | -89.7342 | 9.4
2025-09 | MISO | Packaging of America Tomahawk Mill | 50476 | GEN3 | PCA-Tomahawk Mill | Conventional Hydroelectric | 45.4431 | -89.7342 | 1
2025-09 | MISO | Packaging of America Tomahawk Mill | 50476 | GEN4 | PCA-Tomahawk Mill | Conventional Hydroelectric | 45.4431 | -89.7342 | 1
2025-09 | MISO | Packaging of America Tomahawk Mill | 50476 | GEN5 | PCA-Tomahawk Mill | Conventional Hydroelectric | 45.4431 | -89.7342 | 1
2025-09 | PJM | Georgia-Pacific Big Island | 50479 | BHG1 | GP Big Island LLC | Conventional Hydroelectric | 37.534 | -79.357 | 0.2
2025-09 | PJM | Georgia-Pacific Big Island | 50479 | BHG2 | GP Big Island LLC | Conventional Hydroelectric | 37.534 | -79.357 | 0.2
2025-09 | PJM | Georgia-Pacific Big Island | 50479 | GEN1 | GP Big Island LLC | Natural Gas Steam Turbine | 37.534 | -79.357 | 7.5
2025-09 | PJM | Tennessee Eastman Operations | 50481 | TG10 | Eastman Chemical Co-TN Ops | Conventional Steam Coal | 36.5219 | -82.5431 | 6
2025-09 | PJM | Tennessee Eastman Operations | 50481 | TG11 | Eastman Chemical Co-TN Ops | Conventional Steam Coal | 36.5219 | -82.5431 | 6
2025-09 | PJM | Tennessee Eastman Operations | 50481 | TG12 | Eastman Chemical Co-TN Ops | Conventional Steam Coal | 36.5219 | -82.5431 | 6
2025-09 | PJM | Tennessee Eastman Operations | 50481 | TG13 | Eastman Chemical Co-TN Ops | Conventional Steam Coal | 36.5219 | -82.5431 | 7
2025-09 | PJM | Tennessee Eastman Operations | 50481 | TG14 | Eastman Chemical Co-TN Ops | Conventional Steam Coal | 36.5219 | -82.5431 | 10
2025-09 | PJM | Tennessee Eastman Operations | 50481 | TG15 | Eastman Chemical Co-TN Ops | Conventional Steam Coal | 36.5219 | -82.5431 | 7.5
2025-09 | PJM | Tennessee Eastman Operations | 50481 | TG16 | Eastman Chemical Co-TN Ops | Natural Gas Steam Turbine | 36.5219 | -82.5431 | 10.4
2025-09 | PJM | Tennessee Eastman Operations | 50481 | TG17 | Eastman Chemical Co-TN Ops | Natural Gas Steam Turbine | 36.5219 | -82.5431 | 10.4
2025-09 | PJM | Tennessee Eastman Operations | 50481 | TG18 | Eastman Chemical Co-TN Ops | Natural Gas Steam Turbine | 36.5219 | -82.5431 | 10.4
2025-09 | PJM | Tennessee Eastman Operations | 50481 | TG19 | Eastman Chemical Co-TN Ops | Natural Gas Steam Turbine | 36.5219 | -82.5431 | 10.4
2025-09 | PJM | Tennessee Eastman Operations | 50481 | TG20 | Eastman Chemical Co-TN Ops | Natural Gas Steam Turbine | 36.5219 | -82.5431 | 10.4
2025-09 | PJM | Tennessee Eastman Operations | 50481 | TG21 | Eastman Chemical Co-TN Ops | Natural Gas Steam Turbine | 36.5219 | -82.5431 | 15
2025-09 | PJM | Tennessee Eastman Operations | 50481 | TG22 | Eastman Chemical Co-TN Ops | Conventional Steam Coal | 36.5219 | -82.5431 | 15.4
2025-09 | PJM | Tennessee Eastman Operations | 50481 | TG24 | Eastman Chemical Co-TN Ops | Natural Gas Steam Turbine | 36.5219 | -82.5431 | 16.8
2025-09 | PJM | Tennessee Eastman Operations | 50481 | TG25 | Eastman Chemical Co-TN Ops | Conventional Steam Coal | 36.5219 | -82.5431 | 18
2025-09 | PJM | Tennessee Eastman Operations | 50481 | TG26 | Eastman Chemical Co-TN Ops | Conventional Steam Coal | 36.5219 | -82.5431 | 16.6
2025-09 | PJM | Tennessee Eastman Operations | 50481 | TGO7 | Eastman Chemical Co-TN Ops | Conventional Steam Coal | 36.5219 | -82.5431 | 6
2025-09 | PJM | Tennessee Eastman Operations | 50481 | TGO8 | Eastman Chemical Co-TN Ops | Conventional Steam Coal | 36.5219 | -82.5431 | 6
2025-09 | PJM | Tennessee Eastman Operations | 50481 | TGO9 | Eastman Chemical Co-TN Ops | Conventional Steam Coal | 36.5219 | -82.5431 | 6
2025-09 | MISO | PPG Riverside | 50488 | GEN2 | Westlake 2 US LLC | All Other | 30.2217 | -93.2807 | 45
2025-09 | MISO | PPG Riverside | 50488 | GEN3 | Westlake 2 US LLC | All Other | 30.2217 | -93.2807 | 82
2025-09 | MISO | PPG Powerhouse C | 50489 | C1 | Westlake 2 US LLC | Natural Gas Fired Combustion Turbine | 30.2261 | -93.2952 | 73.1
2025-09 | MISO | PPG Powerhouse C | 50489 | C2 | Westlake 2 US LLC | Natural Gas Fired Combustion Turbine | 30.2261 | -93.2952 | 73.1
2025-09 | MISO | PPG Powerhouse C | 50489 | C3 | Westlake 2 US LLC | Natural Gas Steam Turbine | 30.2261 | -93.2952 | 57.1
2025-09 | MISO | PPG Powerhouse C | 50489 | C4 | Westlake 2 US LLC | Natural Gas Fired Combustion Turbine | 30.2261 | -93.2952 | 77.2
2025-09 | MISO | PPG Powerhouse C | 50489 | C5 | Westlake 2 US LLC | Natural Gas Fired Combustion Turbine | 30.2261 | -93.2952 | 77.2
2025-09 | MISO | PPG Plant C Caustic | 50490 | TE | Westlake 2 US LLC | Natural Gas Steam Turbine | 30.2264 | -93.2938 | 3.4
2025-09 | PJM | Axiall Natrium Plant | 50491 | GEN4 | Westlake Chemical Natrium Plant | Natural Gas Steam Turbine | 39.7475 | -80.8547 | 7.5
2025-09 | PJM | Axiall Natrium Plant | 50491 | GEN6 | Westlake Chemical Natrium Plant | Natural Gas Steam Turbine | 39.7475 | -80.8547 | 26
2025-09 | PJM | Axiall Natrium Plant | 50491 | GEN7 | Westlake Chemical Natrium Plant | Natural Gas Steam Turbine | 39.7475 | -80.8547 | 82
2025-09 | CISO | Gas Utilization Facility | 50492 | 1 | City of San Diego | Other Waste Biomass | 32.6792 | -117.2467 | 2.3
2025-09 | CISO | Gas Utilization Facility | 50492 | 2 | City of San Diego | Other Waste Biomass | 32.6792 | -117.2467 | 2.3
2025-09 | CISO | Double C Generation Limited Partnership | 50493 | DC1 | WCAC Operating Company | Natural Gas Fired Combustion Turbine | 35.5005 | -119.046 | 24.9
2025-09 | CISO | Double C Generation Limited Partnership | 50493 | DC2 | WCAC Operating Company | Natural Gas Fired Combustion Turbine | 35.5005 | -119.046 | 24.9
2025-09 | CISO | Kern Front Limited | 50494 | KF1 | WCAC Operating Company | Natural Gas Fired Combustion Turbine | 35.5165 | -119.0401 | 24.9
2025-09 | CISO | Kern Front Limited | 50494 | KF2 | WCAC Operating Company | Natural Gas Fired Combustion Turbine | 35.5165 | -119.0401 | 24.9
2025-09 | CISO | High Sierra Limited | 50495 | HS1 | WCAC Operating Company | Natural Gas Fired Combustion Turbine | 35.509 | -119.0305 | 24.9
2025-09 | CISO | High Sierra Limited | 50495 | HS2 | WCAC Operating Company | Natural Gas Fired Combustion Turbine | 35.509 | -119.0305 | 24.9
2025-09 | NYIS | Glen Park Hydroelectric Project | 50512 | GEN1 | Eagle Creek Renewable Energy, LLC | Conventional Hydroelectric | 44.0006 | -75.9612 | 14.5
2025-09 | NYIS | Glen Park Hydroelectric Project | 50512 | GEN2 | Eagle Creek Renewable Energy, LLC | Conventional Hydroelectric | 44.0006 | -75.9612 | 14.5
2025-09 | NYIS | Glen Park Hydroelectric Project | 50512 | GEN3 | Eagle Creek Renewable Energy, LLC | Conventional Hydroelectric | 44.0006 | -75.9612 | 3.6
2025-09 | NYIS | Stillwater Reservoir Hydro | 50513 | GEN1 | Northern Power & Light | Conventional Hydroelectric | 43.8974 | -75.04 | 1.8
2025-09 | NYIS | Fort Miller Hydroelectric Facility | 50514 | GEN1 | Albany Engineering Corporation | Conventional Hydroelectric | 43.1609 | -73.5841 | 2.5
2025-09 | NYIS | Fort Miller Hydroelectric Facility | 50514 | GEN2 | Albany Engineering Corporation | Conventional Hydroelectric | 43.1609 | -73.5841 | 2.5
2025-09 | CISO | Victory Garden (Tehachapi) | 50532 | 15SLE | Wind Stream Operations LLC | Onshore Wind Turbine | 35.0686 | -118.3833 | 1.5
2025-09 | CISO | Victory Garden (Tehachapi) | 50532 | WGNS | Wind Stream Operations LLC | Onshore Wind Turbine | 35.0686 | -118.3833 | 24.6
2025-09 | CISO | Painted Hills Wind Park | 50533 | PHW | Terra-Gen Operating Co-Wind | Onshore Wind Turbine | 33.9369 | -116.6183 | 46.8
2025-09 | CISO | Mesa Wind Power LLC | 50535 | MWD1 | Mesa Wind Power LLC | Onshore Wind Turbine | 33.9461 | -116.6769 | 33.6
2025-09 | CISO | Mesa Wind Power LLC | 50535 | WGNS | Mesa Wind Power LLC | Onshore Wind Turbine | 33.9461 | -116.6769 | 33.6
2025-09 | CISO | Sky River Wind Energy Center | 50536 | SRW1 | Sky River Wind LLC | Onshore Wind Turbine | 35.2608 | -118.2469 | 60.2
2025-09 | CISO | SRI International Cogen Project | 50537 | GEN1 | IPT SRI Cogeneration Inc | Natural Gas Fired Combustion Turbine | 37.4553 | -122.1728 | 6
2025-09 | ISNE | Boltonville Hydro Associates | 50539 | 1 | Boltonville Hydro Associates | Conventional Hydroelectric | 44.1706 | -72.0994 | 0.5
2025-09 | ISNE | Boltonville Hydro Associates | 50539 | 2 | Boltonville Hydro Associates | Conventional Hydroelectric | 44.1706 | -72.0994 | 0.3
2025-09 | CISO | BP Carson Refinery | 50540 | GEN1 | Tesoro Carson Refinery | Other Gases | 33.8153 | -118.2358 | 12
2025-09 | CISO | Harbor Cogen | 50541 | GEN1 | Harbor Cogeneration Co. | Natural Gas Fired Combined Cycle | 33.7771 | -118.2303 | 82.3
2025-09 | CISO | Harbor Cogen | 50541 | ST1 | Harbor Cogeneration Co. | Natural Gas Fired Combined Cycle | 33.7771 | -118.2303 | 13.6
2025-09 | CISO | Harbor Cogen | 50541 | ST2 | Harbor Cogeneration Co. | Natural Gas Fired Combined Cycle | 33.7771 | -118.2303 | 11.5
2025-09 | ISNE | Lawrence Hydroelectric Associates | 50545 | GEN1 | Central Rivers Power US, LLC | Conventional Hydroelectric | 42.6994 | -71.1653 | 7.4
2025-09 | ISNE | Lawrence Hydroelectric Associates | 50545 | GEN2 | Central Rivers Power US, LLC | Conventional Hydroelectric | 42.6994 | -71.1653 | 7.4
2025-09 | CISO | Bowman | 50546 | GEN1 | Nevada Irrigation District | Conventional Hydroelectric | 39.4484 | -120.6534 | 3.6
2025-09 | CISO | Salka Cabazon Wind | 50552 | WGNS | Salka Cabazon Wind LLC | Onshore Wind Turbine | 33.915 | -116.7103 | 38.9
2025-09 | CISO | Edom Hills Project 1 LLC | 50553 | 1 | Edom Hills Project 1 LLC | Onshore Wind Turbine | 33.8817 | -116.4603 | 20
2025-09 | PJM | Rosemary Power Station | 50555 | GEN1 | Virginia Electric & Power Co | Petroleum Liquids | 36.4517 | -77.6594 | 86
2025-09 | PJM | Rosemary Power Station | 50555 | GEN2 | Virginia Electric & Power Co | Petroleum Liquids | 36.4517 | -77.6594 | 40
2025-09 | PJM | Rosemary Power Station | 50555 | GEN3 | Virginia Electric & Power Co | Petroleum Liquids | 36.4517 | -77.6594 | 54
2025-09 | SWPP | Frontier | 50558 | GT01 | Oklahoma Gas & Electric Co | Natural Gas Fired Combined Cycle | 35.4422 | -97.6477 | 87.2
2025-09 | SWPP | Frontier | 50558 | ST01 | Oklahoma Gas & Electric Co | Natural Gas Fired Combined Cycle | 35.4422 | -97.6477 | 44.2
2025-09 | CISO | Pacific-Ultrapower Chinese Station | 50560 | GEN1 | IHI Power Services Corp | Wood/Wood Waste Biomass | 37.8741 | -120.4776 | 25
2025-09 | PJM | Eagle Point Power Generation | 50561 | GTG1 | Eagle Point Power Generation LLC | Natural Gas Fired Combined Cycle | 39.8746 | -75.1592 | 90
2025-09 | PJM | Eagle Point Power Generation | 50561 | GTG2 | Eagle Point Power Generation LLC | Natural Gas Fired Combined Cycle | 39.8746 | -75.1592 | 90
2025-09 | PJM | Eagle Point Power Generation | 50561 | STG1 | Eagle Point Power Generation LLC | Natural Gas Fired Combined Cycle | 39.8746 | -75.1592 | 45
2025-09 | PJM | Eagle Point Power Generation | 50561 | STG2 | Eagle Point Power Generation LLC | Natural Gas Fired Combined Cycle | 39.8746 | -75.1592 | 26.8
2025-09 | PJM | Settlers Hill Gas Recovery | 50563 | GEN1 | WM Illinois Renewable Energy LLC | Landfill Gas | 41.8719 | -88.2877 | 3
2025-09 | PJM | Settlers Hill Gas Recovery | 50563 | GEN2 | WM Illinois Renewable Energy LLC | Landfill Gas | 41.8719 | -88.2877 | 3
2025-09 | ISNE | New Milford Gas Recovery | 50564 | GEN2 | WM Renewable Energy LLC | Landfill Gas | 41.5477 | -73.4252 | 0.8
2025-09 | ISNE | New Milford Gas Recovery | 50564 | GEN4 | WM Renewable Energy LLC | Landfill Gas | 41.5477 | -73.4252 | 0.8
2025-09 | MISO | Milam Gas Recovery | 50566 | GEN1 | WM Illinois Renewable Energy LLC | Natural Gas Internal Combustion Engine | 38.6603 | -90.1317 | 0.8
2025-09 | MISO | Milam Gas Recovery | 50566 | GEN2 | WM Illinois Renewable Energy LLC | Natural Gas Internal Combustion Engine | 38.6603 | -90.1317 | 0.8
2025-09 | MISO | Milam Gas Recovery | 50566 | GEN3 | WM Illinois Renewable Energy LLC | Natural Gas Internal Combustion Engine | 38.6603 | -90.1317 | 0.8
2025-09 | NYIS | High Acres Gas Recovery | 50568 | GEN1 | WM Renewable Energy LLC | Landfill Gas | 43.0817 | -77.3817 | 0.8
2025-09 | NYIS | High Acres Gas Recovery | 50568 | GEN2 | WM Renewable Energy LLC | Landfill Gas | 43.0817 | -77.3817 | 0.8
2025-09 | NYIS | High Acres Gas Recovery | 50568 | GEN3 | WM Renewable Energy LLC | Landfill Gas | 43.0817 | -77.3817 | 0.8
2025-09 | NYIS | High Acres Gas Recovery | 50568 | GEN4 | WM Renewable Energy LLC | Landfill Gas | 43.0817 | -77.3817 | 0.8
2025-09 | NYIS | High Acres Gas Recovery | 50568 | GEN5 | WM Renewable Energy LLC | Landfill Gas | 43.0817 | -77.3817 | 1.6
2025-09 | NYIS | High Acres Gas Recovery | 50568 | GEN6 | WM Renewable Energy LLC | Landfill Gas | 43.0817 | -77.3817 | 1.6
2025-09 | NYIS | High Acres Gas Recovery | 50568 | GEN7 | WM Renewable Energy LLC | Landfill Gas | 43.0817 | -77.3817 | 1.6
2025-09 | NYIS | High Acres Gas Recovery | 50568 | GEN8 | WM Renewable Energy LLC | Landfill Gas | 43.0817 | -77.3817 | 1.6
2025-09 | CISO | Altamont Gas Recovery | 50571 | GEN1 | WM Renewable Energy LLC | Landfill Gas | 37.7493 | -121.6499 | 3
2025-09 | CISO | Altamont Gas Recovery | 50571 | GEN2 | WM Renewable Energy LLC | Landfill Gas | 37.7493 | -121.6499 | 3
2025-09 | PJM | CID Gas Recovery | 50573 | GEN2 | WM Illinois Renewable Energy LLC | Landfill Gas | 41.6588 | -87.5777 | 3
2025-09 | PJM | Lake Gas Recovery | 50575 | GEN2 | WM Illinois Renewable Energy LLC | Landfill Gas | 42.1063 | -87.8137 | 3
2025-09 | PJM | Lake Gas Recovery | 50575 | GEN3 | WM Illinois Renewable Energy LLC | Landfill Gas | 42.1063 | -87.8137 | 3
2025-09 | MISO | Metro Gas Recovery | 50576 | GEN1 | WM Renewable Energy LLC | Landfill Gas | 42.8506 | -88.0697 | 3
2025-09 | MISO | Metro Gas Recovery | 50576 | GEN2 | WM Renewable Energy LLC | Landfill Gas | 42.8506 | -88.0697 | 3
2025-09 | MISO | Metro Gas Recovery | 50576 | GEN3 | WM Renewable Energy LLC | Landfill Gas | 42.8506 | -88.0697 | 0.8
2025-09 | MISO | Metro Gas Recovery | 50576 | GEN4 | WM Renewable Energy LLC | Landfill Gas | 42.8506 | -88.0697 | 0.8
2025-09 | MISO | Metro Gas Recovery | 50576 | GEN5 | WM Renewable Energy LLC | Landfill Gas | 42.8506 | -88.0697 | 0.8
2025-09 | MISO | Metro Gas Recovery | 50576 | GEN6 | WM Renewable Energy LLC | Landfill Gas | 42.8506 | -88.0697 | 0.8
2025-09 | MISO | Omega Hills Gas Recovery | 50577 | GEN1 | WM Renewable Energy LLC | Landfill Gas | 43.1922 | -88.1597 | 3.1
2025-09 | MISO | Omega Hills Gas Recovery | 50577 | GEN2 | WM Renewable Energy LLC | Landfill Gas | 43.1922 | -88.1597 | 3.1
2025-09 | MISO | Omega Hills Gas Recovery | 50577 | GEN3 | WM Renewable Energy LLC | Landfill Gas | 43.1922 | -88.1597 | 3.3
2025-09 | MISO | Omega Hills Gas Recovery | 50577 | GEN5 | WM Renewable Energy LLC | Landfill Gas | 43.1922 | -88.1597 | 3.3
2025-09 | CISO | Saint Johns Health Center | 50610 | 01 | Saint John's Health Center | Natural Gas Fired Combustion Turbine | 34.0303 | -118.4784 | 1.2
2025-09 | PJM | Westwood Generation LLC | 50611 | GEN1 | Rausch Creek Generation, LLC | Conventional Steam Coal | 40.6191 | -76.45 | 36
2025-09 | CISO | McKittrick Limited | 50612 | GEN1 | WCAC Operating Company | Natural Gas Fired Combustion Turbine | 35.3195 | -119.662 | 46
2025-09 | MISO | Mosinee Mill | 50614 | GEN1 | Ahlstrom-Munksjo NA Specialty Solutions, LLC | Wood/Wood Waste Biomass | 44.7881 | -89.6917 | 15
2025-09 | MISO | Mosinee Mill | 50614 | HYD1 | Ahlstrom-Munksjo NA Specialty Solutions, LLC | Conventional Hydroelectric | 44.7881 | -89.6917 | 2.2
2025-09 | MISO | Mosinee Mill | 50614 | HYD2 | Ahlstrom-Munksjo NA Specialty Solutions, LLC | Conventional Hydroelectric | 44.7881 | -89.6917 | 0.6
2025-09 | MISO | Mosinee Mill | 50614 | HYD3 | Ahlstrom-Munksjo NA Specialty Solutions, LLC | Conventional Hydroelectric | 44.7881 | -89.6917 | 0.6
2025-09 | MISO | Mosinee Mill | 50614 | WEST | Ahlstrom-Munksjo NA Specialty Solutions, LLC | Wood/Wood Waste Biomass | 44.7881 | -89.6917 | 5
2025-09 | ISNE | Central Power Plant | 50621 | GEN4 | State of Rhode Island | Natural Gas Steam Turbine | 41.745 | -71.4584 | 2
2025-09 | ISNE | Central Power Plant | 50621 | GEN5 | State of Rhode Island | Natural Gas Fired Combustion Turbine | 41.745 | -71.4584 | 3.5
2025-09 | ISNE | Central Power Plant | 50621 | GEN6 | State of Rhode Island | Natural Gas Fired Combustion Turbine | 41.745 | -71.4584 | 3.5
2025-09 | ISNE | Central Power Plant | 50621 | GEN7 | State of Rhode Island | Natural Gas Internal Combustion Engine | 41.745 | -71.4584 | 2
2025-09 | CISO | Berry Cogen Tanne Hills 18 | 50622 | GEN1 | Berry Petroleum Co | Natural Gas Fired Combustion Turbine | 35.0898 | -119.4409 | 9
2025-09 | CISO | Berry Cogen Tanne Hills 18 | 50622 | GEN2 | Berry Petroleum Co | Natural Gas Fired Combustion Turbine | 35.0898 | -119.4409 | 9
2025-09 | CISO | Torrance Refining Company, LLC | 50624 | EXP1 | Torrance Refining Company, LLC | All Other | 33.8534 | -118.33 | 7.5
2025-09 | CISO | Torrance Refining Company, LLC | 50624 | GTG1 | Torrance Refining Company, LLC | Other Gases | 33.8534 | -118.33 | 22.5
2025-09 | CISO | Torrance Refining Company, LLC | 50624 | STG1 | Torrance Refining Company, LLC | All Other | 33.8534 | -118.33 | 19.3
2025-09 | MISO | ExxonMobil Beaumont Refinery | 50625 | ETG | ExxonMobil Oil Corp | Other Gases | 30.0636 | -94.0753 | 7.5
2025-09 | MISO | ExxonMobil Beaumont Refinery | 50625 | TG22 | ExxonMobil Oil Corp | Natural Gas Steam Turbine | 30.0636 | -94.0753 | 27.2
2025-09 | MISO | ExxonMobil Beaumont Refinery | 50625 | TG23 | ExxonMobil Oil Corp | Natural Gas Steam Turbine | 30.0636 | -94.0753 | 40.5
2025-09 | MISO | ExxonMobil Beaumont Refinery | 50625 | TG24 | ExxonMobil Oil Corp | Natural Gas Fired Combustion Turbine | 30.0636 | -94.0753 | 38.6
2025-09 | MISO | ExxonMobil Beaumont Refinery | 50625 | TG32 | ExxonMobil Oil Corp | Natural Gas Steam Turbine | 30.0636 | -94.0753 | 25
2025-09 | MISO | ExxonMobil Beaumont Refinery | 50625 | TG33 | ExxonMobil Oil Corp | Natural Gas Steam Turbine | 30.0636 | -94.0753 | 20
2025-09 | MISO | ExxonMobil Beaumont Refinery | 50625 | TG34 | ExxonMobil Oil Corp | Natural Gas Steam Turbine | 30.0636 | -94.0753 | 30
2025-09 | MISO | ExxonMobil Beaumont Refinery | 50625 | TG41 | ExxonMobil Oil Corp | Natural Gas Fired Combustion Turbine | 30.0636 | -94.0753 | 163
2025-09 | MISO | ExxonMobil Beaumont Refinery | 50625 | TG42 | ExxonMobil Oil Corp | Natural Gas Fired Combustion Turbine | 30.0636 | -94.0753 | 163
2025-09 | MISO | ExxonMobil Beaumont Refinery | 50625 | TG43 | ExxonMobil Oil Corp | Natural Gas Fired Combustion Turbine | 30.0636 | -94.0753 | 163
2025-09 | MISO | Chalmette Refining LLC | 50626 | GEN1 | Chalmette Refining LLC | All Other | 29.9383 | -89.97 | 5.7
2025-09 | PJM | ExxonMobil Oil Joliet Refinery | 50627 | GTG1 | ExxonMobil Oil Corp | Other Gases | 41.4167 | -88.1833 | 25.7
2025-09 | PJM | ExxonMobil Oil Joliet Refinery | 50627 | MG | ExxonMobil Oil Corp | Other Gases | 41.4167 | -88.1833 | 11.2
2025-09 | PJM | ExxonMobil Oil Joliet Refinery | 50627 | STG1 | ExxonMobil Oil Corp | Other Gases | 41.4167 | -88.1833 | 6.5
2025-09 | PJM | Paulsboro Refinery | 50628 | GEN1 | Paulsboro Refining Company - LLC | Natural Gas Fired Combustion Turbine | 39.84 | -75.2583 | 30.5
2025-09 | PJM | Paulsboro Refinery | 50628 | GEN2 | Paulsboro Refining Company - LLC | Other Gases | 39.84 | -75.2583 | 15
2025-09 | PJM | Paulsboro Refinery | 50628 | GEN3 | Paulsboro Refining Company - LLC | Other Gases | 39.84 | -75.2583 | 15
2025-09 | MISO | Brainerd Public Utilities | 50636 | 1 | Brainerd Public Utilities | Conventional Hydroelectric | 46.3758 | -94.1817 | 0.6
2025-09 | MISO | Brainerd Public Utilities | 50636 | 2 | Brainerd Public Utilities | Conventional Hydroelectric | 46.3758 | -94.1817 | 0.6
2025-09 | MISO | Clearwater Paper APP CB | 50638 | GEN1 | Clearwater Paper Corporation | Wood/Wood Waste Biomass | 33.7061 | -91.2371 | 28
2025-09 | MISO | Sappi Cloquet Mill | 50639 | GEN3 | Sappi Cloquet LLC | Wood/Wood Waste Biomass | 46.7243 | -92.4298 | 19.2
2025-09 | MISO | Sappi Cloquet Mill | 50639 | GEN4 | Sappi Cloquet LLC | Wood/Wood Waste Biomass | 46.7243 | -92.4298 | 41.5
2025-09 | MISO | Sappi Cloquet Mill | 50639 | GEN5 | Sappi Cloquet LLC | Wood/Wood Waste Biomass | 46.7243 | -92.4298 | 27.6
2025-09 | MISO | Sappi Cloquet Mill | 50639 | HGN1 | Sappi Cloquet LLC | Conventional Hydroelectric | 46.7243 | -92.4298 | 1.8
2025-09 | MISO | Sappi Cloquet Mill | 50639 | HGN5 | Sappi Cloquet LLC | Conventional Hydroelectric | 46.7243 | -92.4298 | 0.8
2025-09 | MISO | Sappi Cloquet Mill | 50639 | HGN6 | Sappi Cloquet LLC | Conventional Hydroelectric | 46.7243 | -92.4298 | 0.8
2025-09 | MISO | Sappi Cloquet Mill | 50639 | HGN7 | Sappi Cloquet LLC | Conventional Hydroelectric | 46.7243 | -92.4298 | 2.8
2025-09 | MISO | Covanta Indianapolis Energy | 50647 | GEN1 | Covanta Indianapolis Inc | Municipal Solid Waste | 39.7345 | -86.1891 | 6.5
2025-09 | ISNE | Covanta Bristol Energy | 50648 | GEN1 | Covanta Bristol Inc | Municipal Solid Waste | 41.6492 | -72.9153 | 16.3
2025-09 | NYIS | Reworld Babylon Inc | 50649 | GEN1 | Reworld Babylon Inc | Municipal Solid Waste | 40.7348 | -73.3868 | 17
2025-09 | ISNE | ReEnergy Stratton LLC | 50650 | UNI1 | ReEnergy Stratton LLC | Wood/Wood Waste Biomass | 45.1406 | -70.4256 | 47
2025-09 | NYIS | Lyonsdale Associates | 50652 | GEN1 | Eagle Creek Renewable Energy, LLC | Conventional Hydroelectric | 43.6189 | -75.3055 | 1.5
2025-09 | NYIS | Lyonsdale Associates | 50652 | GEN2 | Eagle Creek Renewable Energy, LLC | Conventional Hydroelectric | 43.6189 | -75.3055 | 1.5
2025-09 | NYIS | Huntington Resource Recovery Facility | 50656 | GEN1 | Huntington Resource Recovery | Municipal Solid Waste | 40.8814 | -73.2906 | 28
2025-09 | PJM | Montgomery County Resource Recovery | 50657 | GEN1 | Covanta Montgomery, Inc. | Municipal Solid Waste | 39.2006 | -77.4556 | 67.8
2025-09 | PJM | Covanta Fairfax Energy | 50658 | GEN1 | Covanta Fairfax Inc | Municipal Solid Waste | 38.695 | -77.2411 | 62
2025-09 | PJM | Covanta Fairfax Energy | 50658 | GEN2 | Covanta Fairfax Inc | Municipal Solid Waste | 38.695 | -77.2411 | 62
2025-09 | ISNE | Covanta Haverhill | 50661 | GEN1 | Ogden Projects Inc-Haverhill | Municipal Solid Waste | 42.765 | -71.1242 | 46
2025-09 | NYIS | Onondaga County Resource Recovery | 50662 | GEN1 | Covanta Onondega LP | Municipal Solid Waste | 43.0047 | -76.1149 | 39.5
2025-09 | PJM | Covanta Alexandria/Arlington Energy | 50663 | GEN1 | Covanta Alexandria/Arlington | Municipal Solid Waste | 38.8014 | -77.1288 | 14.5
2025-09 | PJM | Covanta Alexandria/Arlington Energy | 50663 | GEN2 | Covanta Alexandria/Arlington | Municipal Solid Waste | 38.8014 | -77.1288 | 14.5
2025-09 | CISO | Municipal Cogen Plant | 50674 | GEN1A | Palm Springs City of | Natural Gas Internal Combustion Engine | 33.8247 | -116.5106 | 1.2
2025-09 | ISNE | Gardiner | 50688 | GEN1 | KEI (Maine) Power Management (III) LLC | Conventional Hydroelectric | 44.2218 | -69.7857 | 1
2025-09 | CISO | San Gorgonio Westwinds II LLC | 50690 | GEN1 | Terra-Gen Operating Co-Wind | Onshore Wind Turbine | 33.934 | -116.5781 | 43.4
2025-09 | CISO | Plant No 1 Orange County | 50696 | GEN1 | Orange County Sanitation Dist | Other Waste Biomass | 33.6942 | -117.9381 | 2.5
2025-09 | CISO | Plant No 1 Orange County | 50696 | GEN2 | Orange County Sanitation Dist | Other Waste Biomass | 33.6942 | -117.9381 | 2.5
2025-09 | CISO | Plant No 1 Orange County | 50696 | GEN3 | Orange County Sanitation Dist | Other Waste Biomass | 33.6942 | -117.9381 | 2.5
2025-09 | ISNE | Pumpkin Hill | 50699 | GEN1 | KEI (Maine) Power Management (II) LLC | Conventional Hydroelectric | 45.1868 | -68.4649 | 1
2025-09 | ISNE | Salmon Falls | 50702 | GEN1 | Green Mountain Power Corp | Conventional Hydroelectric | 43.227 | -70.8109 | 0.4
2025-09 | ISNE | Salmon Falls | 50702 | GEN2 | Green Mountain Power Corp | Conventional Hydroelectric | 43.227 | -70.8109 | 0.4
2025-09 | ISNE | Salmon Falls | 50702 | GEN3 | Green Mountain Power Corp | Conventional Hydroelectric | 43.227 | -70.8109 | 0.4
2025-09 | ISNE | Somersworth Lower Great Dam | 50704 | GEN1 | Green Mountain Power Corp | Conventional Hydroelectric | 43.2511 | -70.8408 | 1.3
2025-09 | ISNE | Huntington Falls | 50713 | GEN1 | Green Mountain Power Corp | Conventional Hydroelectric | 44.0703 | -73.1961 | 0.8
2025-09 | ISNE | Huntington Falls | 50713 | GEN2 | Green Mountain Power Corp | Conventional Hydroelectric | 44.0703 | -73.1961 | 0.8
2025-09 | ISNE | Huntington Falls | 50713 | GEN3 | Green Mountain Power Corp | Conventional Hydroelectric | 44.0703 | -73.1961 | 4.1
2025-09 | MISO | Tazewell Gas Recovery | 50721 | GEN1 | WM Illinois Renewable Energy LLC | Landfill Gas | 40.6817 | -89.5167 | 0.8
2025-09 | MISO | Tazewell Gas Recovery | 50721 | GEN2 | WM Illinois Renewable Energy LLC | Landfill Gas | 40.6817 | -89.5167 | 0.8
2025-09 | MISO | Tazewell Gas Recovery | 50721 | GEN3 | WM Illinois Renewable Energy LLC | Landfill Gas | 40.6817 | -89.5167 | 0.8
2025-09 | PJM | Clairton Works | 50729 | GEN1 | United States Steel- Clairton | Other Gases | 40.3097 | -79.8819 | 21
2025-09 | PJM | Clairton Works | 50729 | GEN3 | United States Steel- Clairton | Other Gases | 40.3097 | -79.8819 | 10
2025-09 | PJM | Mon Valley Works | 50732 | GEN1 | United States Steel-Mon Valley | Other Gases | 40.3925 | -79.8564 | 25
2025-09 | PJM | Mon Valley Works | 50732 | GEN2 | United States Steel-Mon Valley | Other Gases | 40.3925 | -79.8564 | 25
2025-09 | PJM | Mon Valley Works | 50732 | GEN3 | United States Steel-Mon Valley | Other Gases | 40.3925 | -79.8564 | 2.5
2025-09 | MISO | Gary Works | 50733 | STG1 | United States Steel-Gary | Natural Gas Steam Turbine | 41.6224 | -87.3289 | 161
2025-09 | ISNE | NE Renewable Tamworth, LLC | 50739 | GEN1 | NE Renewable Tamworth, LLC | Wood/Wood Waste Biomass | 43.8358 | -71.1967 | 25
2025-09 | ISNE | Pontook Hydro Facility | 50741 | GEN1 | Pontook Operating LP | Conventional Hydroelectric | 44.6328 | -71.2474 | 3.5
2025-09 | ISNE | Pontook Hydro Facility | 50741 | GEN2 | Pontook Operating LP | Conventional Hydroelectric | 44.6328 | -71.2474 | 3.5
2025-09 | ISNE | Pontook Hydro Facility | 50741 | GEN3 | Pontook Operating LP | Conventional Hydroelectric | 44.6328 | -71.2474 | 3.5
2025-09 | NYIS | Sterling Power Plant | 50744 | GEN1 | Sterling Power Partners LP | Natural Gas Fired Combined Cycle | 43.0803 | -75.601 | 47.7
2025-09 | NYIS | Sterling Power Plant | 50744 | GEN2 | Sterling Power Partners LP | Natural Gas Fired Combined Cycle | 43.0803 | -75.601 | 16.5
2025-09 | NYIS | Sterling Power Plant | 50744 | GEN3 | Sterling Power Partners LP | Petroleum Liquids | 43.0803 | -75.601 | 1.1
2025-09 | CISO | Agnews Power Plant | 50748 | GEN1 | OLS Energy-Agnews Inc. | Natural Gas Fired Combined Cycle | 37.4058 | -121.9272 | 24.4
2025-09 | CISO | Agnews Power Plant | 50748 | GEN2 | OLS Energy-Agnews Inc. | Natural Gas Fired Combined Cycle | 37.4058 | -121.9272 | 7.6
2025-09 | CISO | Coalinga Cogeneration Facility | 50750 | GEN1 | Aera Energy LLC-Coalinga | Natural Gas Fired Combustion Turbine | 36.1703 | -120.3641 | 3.4
2025-09 | CISO | Coalinga Cogeneration Facility | 50750 | GEN2 | Aera Energy LLC-Coalinga | Natural Gas Fired Combustion Turbine | 36.1703 | -120.3641 | 3.4
2025-09 | CISO | Southeast Kern River Cogen | 50751 | GTG1 | Chevron USA Inc | Natural Gas Fired Combustion Turbine | 35.4206 | -118.9644 | 24
2025-09 | CISO | South Belridge Cogeneration Facility | 50752 | GEN1 | AERA Energy LLC | Natural Gas Fired Combustion Turbine | 35.4386 | -119.7075 | 31.4
2025-09 | CISO | South Belridge Cogeneration Facility | 50752 | GEN2 | AERA Energy LLC | Natural Gas Fired Combustion Turbine | 35.4386 | -119.7075 | 31.4
2025-09 | CISO | South Belridge Cogeneration Facility | 50752 | GEN3 | AERA Energy LLC | Natural Gas Fired Combustion Turbine | 35.4386 | -119.7075 | 31.4
2025-09 | CISO | Oak Creek Energy Systems I | 50754 | GEN1 | Terra-Gen Operating Co-Wind | Onshore Wind Turbine | 35.0439 | -118.2764 | 3.5
2025-09 | CISO | Oak Creek Energy Systems I | 50754 | GEN2 | Terra-Gen Operating Co-Wind | Onshore Wind Turbine | 35.0439 | -118.2764 | 4.2
2025-09 | CISO | Oak Creek Energy Systems I | 50754 | GEN3 | Terra-Gen Operating Co-Wind | Onshore Wind Turbine | 35.0439 | -118.2764 | 23.1
2025-09 | CISO | Oak Creek Energy Systems I | 50754 | GEN4 | Terra-Gen Operating Co-Wind | Onshore Wind Turbine | 35.0439 | -118.2764 | 3.7
2025-09 | CISO | New Hogan Power Plant | 50755 | GEN1 | Modesto Irrigation District | Conventional Hydroelectric | 38.1496 | -120.8149 | 2
2025-09 | CISO | New Hogan Power Plant | 50755 | GEN2 | Modesto Irrigation District | Conventional Hydroelectric | 38.1496 | -120.8149 | 1
2025-09 | ISNE | Pejepscot Hydroelectric Project | 50758 | GEN1 | Topsham Hydro Partners | Conventional Hydroelectric | 43.9574 | -70.0242 | 12.3
2025-09 | ISNE | Pejepscot Hydroelectric Project | 50758 | GEN2 | Topsham Hydro Partners | Conventional Hydroelectric | 43.9574 | -70.0242 | 0.4
2025-09 | ISNE | Pejepscot Hydroelectric Project | 50758 | GEN3 | Topsham Hydro Partners | Conventional Hydroelectric | 43.9574 | -70.0242 | 0.3
2025-09 | ISNE | Pejepscot Hydroelectric Project | 50758 | GEN4 | Topsham Hydro Partners | Conventional Hydroelectric | 43.9574 | -70.0242 | 0.5
2025-09 | NYIS | West End Dam Hydroelectric Project | 50759 | GEN1 | Relevate Power Management LLC | Conventional Hydroelectric | 43.9829 | -75.6206 | 2.2
2025-09 | NYIS | West End Dam Hydroelectric Project | 50759 | GEN2 | Relevate Power Management LLC | Conventional Hydroelectric | 43.9829 | -75.6206 | 2.2
2025-09 | NYIS | Forestport | 50768 | 1 | Clear Energy Capital, LLC | Conventional Hydroelectric | 43.4425 | -75.2159 | 3.4
2025-09 | MISO | National Energy of McBain | 50770 | GEN1 | National Salvage & Service Corporation | Wood/Wood Waste Biomass | 44.204 | -85.2206 | 20
2025-09 | PJM | Panther Creek Energy Facility | 50776 | GEN1 | Panther Creek Power Operating, LLC | Conventional Steam Coal | 40.8556 | -75.8781 | 94
2025-09 | MISO | Westrock Hodge (LA) | 50810 | NO 7 | Westrock (LA) | Wood/Wood Waste Biomass | 32.2752 | -92.7277 | 15.6
2025-09 | MISO | Westrock Hodge (LA) | 50810 | NO 8 | Westrock (LA) | Wood/Wood Waste Biomass | 32.2752 | -92.7277 | 27.5
2025-09 | MISO | Westrock Hodge (LA) | 50810 | NO 9 | Westrock (LA) | Wood/Wood Waste Biomass | 32.2752 | -92.7277 | 23.3
2025-09 | PJM | Hopewell Mill | 50813 | GEN1 | RockTenn-Hopewell | Wood/Wood Waste Biomass | 37.2914 | -77.2816 | 47.6
2025-09 | ERCO | Odyssey Energy Altura Cogen, LLC | 50815 | GEN1 | Odyssey Operating Services | Natural Gas Fired Combined Cycle | 29.8161 | -95.1077 | 84.9
2025-09 | ERCO | Odyssey Energy Altura Cogen, LLC | 50815 | GEN2 | Odyssey Operating Services | Natural Gas Fired Combined Cycle | 29.8161 | -95.1077 | 84.9
2025-09 | ERCO | Odyssey Energy Altura Cogen, LLC | 50815 | GEN3 | Odyssey Operating Services | Natural Gas Fired Combined Cycle | 29.8161 | -95.1077 | 84.9
2025-09 | ERCO | Odyssey Energy Altura Cogen, LLC | 50815 | GEN4 | Odyssey Operating Services | Natural Gas Fired Combined Cycle | 29.8161 | -95.1077 | 84.9
2025-09 | ERCO | Odyssey Energy Altura Cogen, LLC | 50815 | GEN5 | Odyssey Operating Services | Natural Gas Fired Combined Cycle | 29.8161 | -95.1077 | 84.9
2025-09 | ERCO | Odyssey Energy Altura Cogen, LLC | 50815 | GEN6 | Odyssey Operating Services | Natural Gas Fired Combined Cycle | 29.8161 | -95.1077 | 129.2
2025-09 | ERCO | Odyssey Energy Altura Cogen, LLC | 50815 | GEN7 | Odyssey Operating Services | Natural Gas Fired Combined Cycle | 29.8161 | -95.1077 | 89.9
2025-09 | CISO | East Winds Project | 50820 | GEN1 | Terra-Gen Operating Co-Wind | Onshore Wind Turbine | 33.8909 | -116.5415 | 3
2025-09 | CISO | Mojave 16/17/18 | 50821 | GEN1 | Terra-Gen Operating Co-Wind | Onshore Wind Turbine | 35.045 | -118.2642 | 88.5
2025-09 | CISO | Nove Power Plant | 50831 | GEN1 | Nove Investments I LLC | Landfill Gas | 37.9676 | -122.382 | 1
2025-09 | CISO | Nove Power Plant | 50831 | GEN2 | Nove Investments I LLC | Landfill Gas | 37.9676 | -122.382 | 1
2025-09 | CISO | Nove Power Plant | 50831 | GEN3 | Nove Investments I LLC | Landfill Gas | 37.9676 | -122.382 | 1
2025-09 | MISO | TES Filer City Station | 50835 | GEN1 | TES Filer City Station LP | Conventional Steam Coal | 44.2173 | -86.2891 | 70
2025-09 | MISO | Atlantic Alumina, Gramercy Operations | 50846 | GT3 | Atalco Gramercy LLC | Natural Gas Fired Combustion Turbine | 30.054 | -90.6693 | 16
2025-09 | MISO | Atlantic Alumina, Gramercy Operations | 50846 | GT4 | Atalco Gramercy LLC | Natural Gas Fired Combustion Turbine | 30.054 | -90.6693 | 24.7
2025-09 | MISO | Atlantic Alumina, Gramercy Operations | 50846 | ST1 | Atalco Gramercy LLC | Natural Gas Steam Turbine | 30.054 | -90.6693 | 18.7
2025-09 | MISO | Atlantic Alumina, Gramercy Operations | 50846 | ST2 | Atalco Gramercy LLC | Natural Gas Steam Turbine | 30.054 | -90.6693 | 18.7
2025-09 | MISO | Atlantic Alumina, Gramercy Operations | 50846 | ST3 | Atalco Gramercy LLC | Natural Gas Steam Turbine | 30.054 | -90.6693 | 7.2
2025-09 | CISO | PE Berkeley | 50849 | GEN1 | Berkeley Cogeneration Facility | Natural Gas Fired Combined Cycle | 37.8703 | -122.2634 | 23
2025-09 | CISO | PE Berkeley | 50849 | GEN2 | Berkeley Cogeneration Facility | Natural Gas Fired Combined Cycle | 37.8703 | -122.2634 | 5.5
2025-09 | CISO | CamChino Leasing LLC | 50850 | GEN1 | CamChino Leasing LLC | Natural Gas Fired Combined Cycle | 33.9896 | -117.6809 | 23.5
2025-09 | CISO | CamChino Leasing LLC | 50850 | GEN2 | CamChino Leasing LLC | Natural Gas Fired Combined Cycle | 33.9896 | -117.6809 | 7.3
2025-09 | CISO | CSUCI Site Authority | 50851 | GEN1 | CSUCI Site Authority | Natural Gas Fired Combined Cycle | 34.162 | -119.0479 | 23.5
2025-09 | CISO | CSUCI Site Authority | 50851 | GEN2 | CSUCI Site Authority | Natural Gas Fired Combined Cycle | 34.162 | -119.0479 | 7.6
2025-09 | PJM | Lancaster County Resource Recovery | 50859 | GEN1 | Covanta Lancaster Inc | Municipal Solid Waste | 40.0711 | -76.6436 | 35.7
2025-09 | MISO | Kent County Waste to Energy Facility | 50860 | GEN1 | Kent County | Municipal Solid Waste | 42.9496 | -85.6932 | 18
2025-09 | CISO | Salinas River Cogeneration | 50865 | K100 | Salinas River Cogeneration Co | Natural Gas Fired Combustion Turbine | 35.9515 | -120.8679 | 38.9
2025-09 | ISNE | Wheelabrator Concord Facility | 50873 | GEN1 | Wheelabrator Environmental Systems | Municipal Solid Waste | 43.2866 | -71.5769 | 14
2025-09 | ISNE | Wheelabrator North Andover | 50877 | GEN1 | Wheelabrator Environmental Systems | Municipal Solid Waste | 42.7262 | -71.1219 | 40.3
2025-09 | ISNE | Wheelabrator Millbury Facility | 50878 | GEN1 | Wheelabrator Environmental Systems | Municipal Solid Waste | 42.2214 | -71.7669 | 47.6
2025-09 | ISNE | Wheelabrator Saugus | 50880 | GEN1 | Wheelabrator Environmental Systems | Municipal Solid Waste | 42.447 | -70.9804 | 57.8
2025-09 | CISO | Wheelabrator Shasta | 50881 | GEN1 | Shasta Sustainable Resource Management, Inc. | Wood/Wood Waste Biomass | 40.4283 | -122.2792 | 18.3
2025-09 | CISO | Wheelabrator Shasta | 50881 | GEN2 | Shasta Sustainable Resource Management, Inc. | Wood/Wood Waste Biomass | 40.4283 | -122.2792 | 18.3
2025-09 | CISO | Wheelabrator Shasta | 50881 | GEN3 | Shasta Sustainable Resource Management, Inc. | Wood/Wood Waste Biomass | 40.4283 | -122.2792 | 18.3
2025-09 | NYIS | Wheelabrator Westchester | 50882 | GEN1 | Wheelabrator Environmental Systems | Municipal Solid Waste | 41.2771 | -73.9423 | 59.7
2025-09 | ISNE | Wheelabrator Bridgeport | 50883 | GEN1 | Wheelabrator Environmental Systems | Municipal Solid Waste | 41.1625 | -73.2083 | 67
2025-09 | PJM | Wheelabrator Gloucester LP | 50885 | GEN1 | Wheelabrator Environmental Systems | Municipal Solid Waste | 39.8733 | -75.1381 | 14
2025-09 | PJM | Northampton Generating Company LP | 50888 | GEN1 | EIF Northampton GP, LLC | Conventional Steam Coal | 40.6917 | -75.4792 | 134.1
2025-09 | CISO | Rock Creek LP | 50892 | GEN1 | Hydroland Omega LLC | Conventional Hydroelectric | 38.7834 | -120.7785 | 1.5
2025-09 | CISO | Rock Creek LP | 50892 | GEN2 | Hydroland Omega LLC | Conventional Hydroelectric | 38.7834 | -120.7785 | 1.5
2025-09 | PJM | Allegheny No. 5 Hydro Station | 50893 | GEN1 | Eagle Creek Renewable Energy, LLC | Conventional Hydroelectric | 40.6829 | -79.6653 | 4.6
2025-09 | PJM | Allegheny No. 5 Hydro Station | 50893 | GEN2 | Eagle Creek Renewable Energy, LLC | Conventional Hydroelectric | 40.6829 | -79.6653 | 4.6
2025-09 | PJM | Allegheny No 6 Hydro Station | 50894 | GEN1 | Eagle Creek Renewable Energy, LLC | Conventional Hydroelectric | 40.7164 | -79.5772 | 4.6
2025-09 | PJM | Allegheny No 6 Hydro Station | 50894 | GEN2 | Eagle Creek Renewable Energy, LLC | Conventional Hydroelectric | 40.7164 | -79.5772 | 4.6
2025-09 | PJM | Allegheny Hydro No 8 | 50897 | GEN1 | Allegheny Hydro LP | Conventional Hydroelectric | 40.8966 | -79.479 | 6.8
2025-09 | PJM | Allegheny Hydro No 8 | 50897 | GEN2 | Allegheny Hydro LP | Conventional Hydroelectric | 40.8966 | -79.479 | 6.8
2025-09 | PJM | Allegheny Hydro No 9 | 50898 | GEN1 | Allegheny Hydro LP | Conventional Hydroelectric | 40.956 | -79.5507 | 8.9
2025-09 | PJM | Allegheny Hydro No 9 | 50898 | GEN2 | Allegheny Hydro LP | Conventional Hydroelectric | 40.956 | -79.5507 | 8.9
2025-09 | PJM | Covington Facility | 50900 | GEN3 | WestRock Corp | Conventional Steam Coal | 37.7997 | -79.9947 | 10.5
2025-09 | PJM | Covington Facility | 50900 | GEN4 | WestRock Corp | Wood/Wood Waste Biomass | 37.7997 | -79.9947 | 34
2025-09 | PJM | Covington Facility | 50900 | GEN5 | WestRock Corp | Conventional Steam Coal | 37.7997 | -79.9947 | 34
2025-09 | PJM | Covington Facility | 50900 | GEN7 | WestRock Corp | Wood/Wood Waste Biomass | 37.7997 | -79.9947 | 82.4
2025-09 | MISO | Sagamore Plant Cogeneration | 50903 | GEN1 | Tate & Lyle Ingredients Americas Inc | Natural Gas Steam Turbine | 40.4439 | -86.86 | 7.4
2025-09 | NYIS | Oswego County Energy Recovery | 50907 | UNT1 | Oswego County | Municipal Solid Waste | 43.3488 | -76.4252 | 1.8
2025-09 | NYIS | Oswego County Energy Recovery | 50907 | UNT2 | Oswego County | Municipal Solid Waste | 43.3488 | -76.4252 | 1.8
2025-09 | MISO | Des Moines Wastewater Reclamation Fac | 50932 | 72-04 | Des Moines Metro WRF | Other Waste Biomass | 41.5734 | -93.5577 | 1.4
2025-09 | MISO | Des Moines Wastewater Reclamation Fac | 50932 | 72-05 | Des Moines Metro WRF | Other Waste Biomass | 41.5734 | -93.5577 | 1.4
2025-09 | MISO | Rhinelander Mill | 50933 | HYD1 | Ahlstrom-Munksjo | Conventional Hydroelectric | 45.6394 | -89.4205 | 0.5
2025-09 | MISO | Rhinelander Mill | 50933 | HYD2 | Ahlstrom-Munksjo | Conventional Hydroelectric | 45.6394 | -89.4205 | 0.5
2025-09 | MISO | Caterpillar | 50935 | 516A | Caterpillar Inc | Petroleum Liquids | 40.4175 | -86.8447 | 1.8
2025-09 | MISO | Caterpillar | 50935 | ET1-1 | Caterpillar Inc | Natural Gas Internal Combustion Engine | 40.4175 | -86.8447 | 3
2025-09 | MISO | Caterpillar | 50935 | ET4 | Caterpillar Inc | Natural Gas Internal Combustion Engine | 40.4175 | -86.8447 | 2.5
2025-09 | MISO | Caterpillar | 50935 | R12 | Caterpillar Inc | Petroleum Liquids | 40.4175 | -86.8447 | 0.4
2025-09 | MISO | Winnebago County Landfill Gas | 50936 | EG2R | Winnebago County | Landfill Gas | 44.083 | -88.5411 | 0.6
2025-09 | MISO | Winnebago County Landfill Gas | 50936 | EG3 | Winnebago County | Landfill Gas | 44.083 | -88.5411 | 0.9
2025-09 | PJM | Union County Resource Recovery | 50960 | GEN1 | Reworld Union (NJ), LLC | Municipal Solid Waste | 40.6013 | -74.2664 | 45
2025-09 | CISO | Naval Hospital Medical Center | 50963 | 4TG | Department of the Navy | Natural Gas Fired Combustion Turbine | 32.7261 | -117.1464 | 5.3
2025-09 | PJM | Toledo Ref Power Recovery Train | 50965 | GEN1 | Toledo Refining Company | Petroleum Coke | 41.6325 | -83.5042 | 6
2025-09 | MISO | MU Combined Heat and Power Plant | 50969 | 6025 | Curators of the University of Missouri | Natural Gas Steam Turbine | 38.9461 | -92.3328 | 0.3
2025-09 | MISO | MU Combined Heat and Power Plant | 50969 | DGT1 | Curators of the University of Missouri | Petroleum Liquids | 38.9461 | -92.3328 | 2
2025-09 | MISO | MU Combined Heat and Power Plant | 50969 | GEN2 | Curators of the University of Missouri | Natural Gas Steam Turbine | 38.9461 | -92.3328 | 12.5
2025-09 | MISO | MU Combined Heat and Power Plant | 50969 | GEN3 | Curators of the University of Missouri | Natural Gas Steam Turbine | 38.9461 | -92.3328 | 19.8
2025-09 | MISO | MU Combined Heat and Power Plant | 50969 | GEN4 | Curators of the University of Missouri | Natural Gas Steam Turbine | 38.9461 | -92.3328 | 14.5
2025-09 | MISO | MU Combined Heat and Power Plant | 50969 | GEN7 | Curators of the University of Missouri | Petroleum Liquids | 38.9461 | -92.3328 | 1
2025-09 | MISO | MU Combined Heat and Power Plant | 50969 | NTG1 | Curators of the University of Missouri | Natural Gas Fired Combustion Turbine | 38.9461 | -92.3328 | 17.3
2025-09 | MISO | MU Combined Heat and Power Plant | 50969 | NTG2 | Curators of the University of Missouri | Natural Gas Fired Combustion Turbine | 38.9461 | -92.3328 | 17.3
2025-09 | MISO | Motiva Enterprises Port Arthur Refinery | 50973 | GN31 | Motiva Enterprises LLC | Other Gases | 29.8885 | -93.951 | 10
2025-09 | MISO | Motiva Enterprises Port Arthur Refinery | 50973 | GN32 | Motiva Enterprises LLC | Other Gases | 29.8885 | -93.951 | 15.6
2025-09 | MISO | Motiva Enterprises Port Arthur Refinery | 50973 | GN33 | Motiva Enterprises LLC | Other Gases | 29.8885 | -93.951 | 25.5
2025-09 | MISO | Motiva Enterprises Port Arthur Refinery | 50973 | GN34 | Motiva Enterprises LLC | Natural Gas Fired Combustion Turbine | 29.8885 | -93.951 | 18.8
2025-09 | MISO | Motiva Enterprises Port Arthur Refinery | 50973 | GN35 | Motiva Enterprises LLC | Natural Gas Fired Combined Cycle | 29.8885 | -93.951 | 40.5
2025-09 | MISO | Motiva Enterprises Port Arthur Refinery | 50973 | GN41 | Motiva Enterprises LLC | Natural Gas Fired Combined Cycle | 29.8885 | -93.951 | 41.6
2025-09 | MISO | Motiva Enterprises Port Arthur Refinery | 50973 | GN42 | Motiva Enterprises LLC | Natural Gas Fired Combined Cycle | 29.8885 | -93.951 | 41.6
2025-09 | MISO | Motiva Enterprises Port Arthur Refinery | 50973 | GN43 | Motiva Enterprises LLC | Natural Gas Fired Combined Cycle | 29.8885 | -93.951 | 41.6
2025-09 | MISO | Motiva Enterprises Port Arthur Refinery | 50973 | GN44 | Motiva Enterprises LLC | Natural Gas Fired Combined Cycle | 29.8885 | -93.951 | 41.6
2025-09 | PJM | Scrubgrass Reclamation CO. LP. | 50974 | GEN1 | Scrubgrass Reclamation CO. LP. | Conventional Steam Coal | 41.2691 | -79.8134 | 94.7
2025-09 | NYIS | Carr Street Generating Station | 50978 | GEN1 | Carr Street Generating Sta LP | Natural Gas Fired Combined Cycle | 43.0613 | -76.0824 | 48.8
2025-09 | NYIS | Carr Street Generating Station | 50978 | GEN3 | Carr Street Generating Sta LP | Natural Gas Fired Combined Cycle | 43.0613 | -76.0824 | 25
2025-09 | CISO | Solano County Cogen Plant | 50985 | 3163 | Solano County | Natural Gas Internal Combustion Engine | 38.2494 | -122.0394 | 1
2025-09 | CISO | Solano County Cogen Plant | 50985 | 3164 | Solano County | Natural Gas Internal Combustion Engine | 38.2494 | -122.0394 | 0.4
2025-09 | CISO | Solano County Cogen Plant | 50985 | 3165 | Solano County | Natural Gas Internal Combustion Engine | 38.2494 | -122.0394 | 1.4
2025-09 | ISNE | Aziscohos Hydroelectric Project | 50999 | GEN1 | Brookfield White Pine Hydro LLC | Conventional Hydroelectric | 44.9439 | -70.9975 | 6.7
2025-09 | MISO | Enterprise Sugar Factory | 51008 | 1000 | M.A. Patout & Son Limited, LLC | Other Waste Biomass | 29.9036 | -91.7256 | 1
2025-09 | ISNE | Ryegate Associates, LLC | 51026 | GEN1 | Ryegate Associates, LLC | Wood/Wood Waste Biomass | 44.2131 | -72.0572 | 21.5
2025-09 | ISNE | Ocean State Power | 51030 | GEN1 | Ocean State Power Co | Natural Gas Fired Combined Cycle | 42.0097 | -71.6689 | 82.8
2025-09 | ISNE | Ocean State Power | 51030 | GEN2 | Ocean State Power Co | Natural Gas Fired Combined Cycle | 42.0097 | -71.6689 | 82.8
2025-09 | ISNE | Ocean State Power | 51030 | GEN3 | Ocean State Power Co | Natural Gas Fired Combined Cycle | 42.0097 | -71.6689 | 88.6
2025-09 | NYIS | West Delaware Tunnel Plant | 51033 | GEN1 | Erie Boulevard Hydropower LP | Conventional Hydroelectric | 41.8596 | -74.5103 | 7.5
2025-09 | NYIS | Little Falls Hydro | 51034 | GEN1 | Eagle Creek Renewable Energy, LLC | Conventional Hydroelectric | 43.0403 | -74.8506 | 6.5
2025-09 | NYIS | Little Falls Hydro | 51034 | GEN2 | Eagle Creek Renewable Energy, LLC | Conventional Hydroelectric | 43.0403 | -74.8506 | 6.5
2025-09 | NYIS | MacArthur Waste to Energy Facility | 51038 | GEN1 | Reworld MacArthur Renewable Energy | Municipal Solid Waste | 40.7869 | -73.1064 | 12.5
2025-09 | CISO | Dixie Valley | 52015 | GEN1 | Ormat Nevada Inc | Geothermal | 39.9663 | -117.8557 | 64.7
2025-09 | CISO | Dixie Valley | 52015 | GEN2 | Ormat Nevada Inc | Geothermal | 39.9663 | -117.8557 | 6.2
2025-09 | PJM | Doswell Energy Center | 52019 | GEN1 | Doswell Ltd Partnership | Natural Gas Fired Combined Cycle | 37.8208 | -77.4462 | 122
2025-09 | PJM | Doswell Energy Center | 52019 | GEN2 | Doswell Ltd Partnership | Natural Gas Fired Combined Cycle | 37.8208 | -77.4462 | 122
2025-09 | PJM | Doswell Energy Center | 52019 | GEN3 | Doswell Ltd Partnership | Natural Gas Fired Combined Cycle | 37.8208 | -77.4462 | 132
2025-09 | PJM | Doswell Energy Center | 52019 | GEN4 | Doswell Ltd Partnership | Natural Gas Fired Combined Cycle | 37.8208 | -77.4462 | 122
2025-09 | PJM | Doswell Energy Center | 52019 | GEN5 | Doswell Ltd Partnership | Natural Gas Fired Combined Cycle | 37.8208 | -77.4462 | 122
2025-09 | PJM | Doswell Energy Center | 52019 | GEN6 | Doswell Ltd Partnership | Natural Gas Fired Combined Cycle | 37.8208 | -77.4462 | 132
2025-09 | PJM | Doswell Energy Center | 52019 | GEN7 | Doswell Ltd Partnership | Natural Gas Fired Combustion Turbine | 37.8208 | -77.4462 | 187
2025-09 | PJM | Doswell Energy Center | 52019 | GEN8 | Doswell Ltd Partnership | Natural Gas Fired Combustion Turbine | 37.8208 | -77.4462 | 187
2025-09 | PJM | Doswell Energy Center | 52019 | GEN9 | Doswell Ltd Partnership | Natural Gas Fired Combustion Turbine | 37.8208 | -77.4462 | 187
2025-09 | ISNE | Rhode Island Hospital | 52024 | GEN2 | Rhode Island Hospital | Natural Gas Steam Turbine | 41.8103 | -71.41 | 1.7
2025-09 | ISNE | Rhode Island Hospital | 52024 | GEN4 | Rhode Island Hospital | Natural Gas Steam Turbine | 41.8103 | -71.41 | 1.7
2025-09 | ISNE | Rhode Island Hospital | 52024 | NEW1 | Rhode Island Hospital | Natural Gas Steam Turbine | 41.8103 | -71.41 | 3.5
2025-09 | ISNE | Rhode Island Hospital | 52024 | NEW3 | Rhode Island Hospital | Natural Gas Steam Turbine | 41.8103 | -71.41 | 3.5
2025-09 | ISNE | Dartmouth Power Associates LP | 52026 | GEN1 | Morris Energy Operations Company, LLC | Natural Gas Fired Combined Cycle | 41.6731 | -70.9994 | 41.9
2025-09 | ISNE | Dartmouth Power Associates LP | 52026 | GEN2 | Morris Energy Operations Company, LLC | Natural Gas Fired Combined Cycle | 41.6731 | -70.9994 | 32.2
2025-09 | ISNE | Dartmouth Power Associates LP | 52026 | GEN3 | Morris Energy Operations Company, LLC | Natural Gas Fired Combustion Turbine | 41.6731 | -70.9994 | 23.3
2025-09 | PJM | Yough Hydro Power | 52036 | GEN1 | D/R Hydro Co | Conventional Hydroelectric | 39.8016 | -79.3682 | 6.1
2025-09 | PJM | Yough Hydro Power | 52036 | GEN2 | D/R Hydro Co | Conventional Hydroelectric | 39.8016 | -79.3682 | 6.1
2025-09 | NYIS | Ogdensburg | 52058 | 04 | Ampersand Ogdensburg Hydro, LLC | Conventional Hydroelectric | 44.7041 | -75.487 | 0.7
2025-09 | ISNE | Hartford Hospital Cogeneration | 52061 | GEN2 | Cartier Energy, LLC | Natural Gas Fired Combined Cycle | 41.7631 | -72.6733 | 4.2
2025-09 | ISNE | Hartford Hospital Cogeneration | 52061 | GEN3 | Cartier Energy, LLC | Natural Gas Fired Combined Cycle | 41.7631 | -72.6733 | 6.2
2025-09 | ISNE | Hartford Hospital Cogeneration | 52061 | GEN4 | Cartier Energy, LLC | Other Natural Gas | 41.7631 | -72.6733 | 1.4
2025-09 | CISO | Martinez Sulfuric Acid Regeneration Plt | 52063 | GEN1 | Eco Services Corp. | All Other | 38.0314 | -122.1139 | 4
2025-09 | CISO | Dominguez Plant | 52064 | GEN1 | Eco Services Corp. | All Other | 33.8431 | -118.2347 | 5
2025-09 | ERCO | Houston Plant | 52065 | GEN1 | Eco Services Corp. | All Other | 29.7198 | -95.2706 | 6
2025-09 | ERCO | Houston Plant | 52065 | GEN2 | Eco Services Corp. | All Other | 29.7198 | -95.2706 | 1.5
2025-09 | PJM | Great Falls Hydro Project | 52068 | GEN1 | Eagle Creek Renewable Energy, LLC | Conventional Hydroelectric | 40.9153 | -74.181 | 4.1
2025-09 | PJM | Great Falls Hydro Project | 52068 | GEN2 | Eagle Creek Renewable Energy, LLC | Conventional Hydroelectric | 40.9153 | -74.181 | 4.1
2025-09 | PJM | Great Falls Hydro Project | 52068 | GEN3 | Eagle Creek Renewable Energy, LLC | Conventional Hydroelectric | 40.9153 | -74.181 | 4.1
2025-09 | PJM | Radford Army Ammunition Plant | 52072 | GEN1 | U.S. Army - Radford | Natural Gas Steam Turbine | 37.1804 | -80.5428 | 6
2025-09 | PJM | Radford Army Ammunition Plant | 52072 | GEN2 | U.S. Army - Radford | Natural Gas Steam Turbine | 37.1804 | -80.5428 | 6
2025-09 | PJM | Radford Army Ammunition Plant | 52072 | GEN3 | U.S. Army - Radford | Natural Gas Steam Turbine | 37.1804 | -80.5428 | 6
2025-09 | CISO | McKittrick Cogen | 52076 | UNIT1 | Chevron USA Inc | Natural Gas Fired Combustion Turbine | 35.3161 | -119.6597 | 6
2025-09 | CISO | McKittrick Cogen | 52076 | UNIT2 | Chevron USA Inc | Natural Gas Fired Combustion Turbine | 35.3161 | -119.6597 | 6
2025-09 | CISO | Lost Hills Cogeneration Plant | 52077 | GEN5 | AERA Energy LLC | Natural Gas Fired Combustion Turbine | 35.6661 | -119.7669 | 3.5
2025-09 | CISO | Lost Hills Cogeneration Plant | 52077 | GEN6 | AERA Energy LLC | Natural Gas Fired Combustion Turbine | 35.6661 | -119.7669 | 3.5
2025-09 | CISO | Cymric 31X Cogen | 52081 | TG1 | Chevron USA Inc | Natural Gas Fired Combustion Turbine | 35.3639 | -119.6592 | 3.4
2025-09 | CISO | Cymric 31X Cogen | 52081 | TG2 | Chevron USA Inc | Natural Gas Fired Combustion Turbine | 35.3639 | -119.6592 | 3.4
2025-09 | CISO | Cymric 6Z Cogen | 52082 | TG1 | Chevron USA Inc | Natural Gas Fired Combustion Turbine | 35.3461 | -119.6434 | 3.4
2025-09 | CISO | Cymric 6Z Cogen | 52082 | TG2 | Chevron USA Inc | Natural Gas Fired Combustion Turbine | 35.3461 | -119.6434 | 3.4
2025-09 | CISO | Taft 26C Cogen | 52085 | TG1 | Chevron USA Inc | Natural Gas Fired Combustion Turbine | 35.1133 | -119.4706 | 3.1
2025-09 | CISO | Taft 26C Cogen | 52085 | TG2 | Chevron USA Inc | Natural Gas Fired Combustion Turbine | 35.1133 | -119.4706 | 3.1
2025-09 | CISO | Taft 26C Cogen | 52085 | TG3 | Chevron USA Inc | Natural Gas Fired Combustion Turbine | 35.1133 | -119.4706 | 3.1
2025-09 | CISO | Taft 26C Cogen | 52085 | TG4 | Chevron USA Inc | Natural Gas Fired Combustion Turbine | 35.1133 | -119.4706 | 3.1
2025-09 | CISO | Coalinga 25D Cogen | 52086 | TG1 | Chevron USA Inc | Natural Gas Fired Combustion Turbine | 36.1556 | -120.3972 | 3.4
2025-09 | CISO | Coalinga 25D Cogen | 52086 | TG2 | Chevron USA Inc | Natural Gas Fired Combustion Turbine | 36.1556 | -120.3972 | 3.4
2025-09 | CISO | Coalinga 25D Cogen | 52086 | TG3 | Chevron USA Inc | Natural Gas Fired Combustion Turbine | 36.1556 | -120.3972 | 3.4
2025-09 | CISO | Coalinga 25D Cogen | 52086 | TG4 | Chevron USA Inc | Natural Gas Fired Combustion Turbine | 36.1556 | -120.3972 | 3.4
2025-09 | PJM | Elizabeth River Power Station | 52087 | GEN1 | Virginia Electric & Power Co | Natural Gas Fired Combustion Turbine | 36.775 | -76.3083 | 129.6
2025-09 | PJM | Elizabeth River Power Station | 52087 | GEN2 | Virginia Electric & Power Co | Natural Gas Fired Combustion Turbine | 36.775 | -76.3083 | 129.6
2025-09 | PJM | Elizabeth River Power Station | 52087 | GEN3 | Virginia Electric & Power Co | Natural Gas Fired Combustion Turbine | 36.775 | -76.3083 | 129.6
2025-09 | ERCO | Texas City Power Plant | 52088 | GEN1 | Texas City Cogeneration LLC | Natural Gas Fired Combined Cycle | 29.3787 | -94.9438 | 141
2025-09 | ERCO | Texas City Power Plant | 52088 | GEN2 | Texas City Cogeneration LLC | Natural Gas Fired Combined Cycle | 29.3787 | -94.9438 | 103
2025-09 | ERCO | Texas City Power Plant | 52088 | GEN3 | Texas City Cogeneration LLC | Natural Gas Fired Combined Cycle | 29.3787 | -94.9438 | 103
2025-09 | ERCO | Texas City Power Plant | 52088 | GEN4 | Texas City Cogeneration LLC | Natural Gas Fired Combined Cycle | 29.3787 | -94.9438 | 103
2025-09 | PJM | Celanese Acetate LLC | 52089 | GEN1 | Celanese Acetate LLC | Natural Gas Steam Turbine | 37.3439 | -80.765 | 6
2025-09 | PJM | Celanese Acetate LLC | 52089 | GEN2 | Celanese Acetate LLC | Natural Gas Steam Turbine | 37.3439 | -80.765 | 6
2025-09 | PJM | Celanese Acetate LLC | 52089 | GEN3 | Celanese Acetate LLC | Natural Gas Steam Turbine | 37.3439 | -80.765 | 6
2025-09 | PJM | Celanese Acetate LLC | 52089 | GEN4 | Celanese Acetate LLC | Natural Gas Steam Turbine | 37.3439 | -80.765 | 9.2
2025-09 | NYIS | NewYork-Presbyterian Brooklyn Methodist | 52091 | 01-8N | NewYork-Presbyterian Brooklyn Methodist Hospital | Petroleum Liquids | 40.6679 | -73.9787 | 0.8
2025-09 | NYIS | NewYork-Presbyterian Brooklyn Methodist | 52091 | 02-8P | NewYork-Presbyterian Brooklyn Methodist Hospital | Petroleum Liquids | 40.6679 | -73.9787 | 1
2025-09 | NYIS | NewYork-Presbyterian Brooklyn Methodist | 52091 | 03-8L | NewYork-Presbyterian Brooklyn Methodist Hospital | Petroleum Liquids | 40.6679 | -73.9787 | 1
2025-09 | NYIS | NewYork-Presbyterian Brooklyn Methodist | 52091 | 04-6Z | NewYork-Presbyterian Brooklyn Methodist Hospital | Petroleum Liquids | 40.6679 | -73.9787 | 0.8
2025-09 | NYIS | NewYork-Presbyterian Brooklyn Methodist | 52091 | 05-6Z | NewYork-Presbyterian Brooklyn Methodist Hospital | Petroleum Liquids | 40.6679 | -73.9787 | 0.8
2025-09 | NYIS | NewYork-Presbyterian Brooklyn Methodist | 52091 | CCHEG | NewYork-Presbyterian Brooklyn Methodist Hospital | Petroleum Liquids | 40.6679 | -73.9787 | 1.5
2025-09 | CISO | Berry Placerita Cogen | 52096 | GEN1 | Shadow Wolf Energy | Natural Gas Fired Combustion Turbine | 34.3841 | -118.4949 | 21.4
2025-09 | CISO | Berry Placerita Cogen | 52096 | GEN2 | Shadow Wolf Energy | Natural Gas Fired Combustion Turbine | 34.3841 | -118.4949 | 21.4
2025-09 | CISO | Plant No 2 Orange County | 52099 | GEN1 | Orange County Sanitation Dist | Other Waste Biomass | 33.6433 | -117.9556 | 3
2025-09 | CISO | Plant No 2 Orange County | 52099 | GEN2 | Orange County Sanitation Dist | Other Waste Biomass | 33.6433 | -117.9556 | 3
2025-09 | CISO | Plant No 2 Orange County | 52099 | GEN3 | Orange County Sanitation Dist | Other Waste Biomass | 33.6433 | -117.9556 | 3
2025-09 | CISO | Plant No 2 Orange County | 52099 | GEN4 | Orange County Sanitation Dist | Other Waste Biomass | 33.6433 | -117.9556 | 3
2025-09 | CISO | Plant No 2 Orange County | 52099 | GEN5 | Orange County Sanitation Dist | Other Waste Biomass | 33.6433 | -117.9556 | 3
2025-09 | CISO | Plant No 2 Orange County | 52099 | GEN6 | Orange County Sanitation Dist | All Other | 33.6433 | -117.9556 | 1
2025-09 | CISO | Cymric 36W Cogen | 52104 | GEN1 | Chevron USA Inc | Natural Gas Fired Combustion Turbine | 35.3633 | -119.6756 | 3.1
2025-09 | CISO | Cymric 36W Cogen | 52104 | GEN2 | Chevron USA Inc | Natural Gas Fired Combustion Turbine | 35.3633 | -119.6756 | 3.1
2025-09 | CISO | Cymric 36W Cogen | 52104 | GEN3 | Chevron USA Inc | Natural Gas Fired Combustion Turbine | 35.3633 | -119.6756 | 3.1
2025-09 | CISO | Cymric 36W Cogen | 52104 | GEN4 | Chevron USA Inc | Natural Gas Fired Combustion Turbine | 35.3633 | -119.6756 | 3.1
2025-09 | CISO | Kern River Eastridge Cogen | 52107 | 101A | Chevron USA Inc | Natural Gas Fired Combustion Turbine | 35.4406 | -118.9617 | 24.4
2025-09 | CISO | Kern River Eastridge Cogen | 52107 | 101B | Chevron USA Inc | Natural Gas Fired Combustion Turbine | 35.4406 | -118.9617 | 24.4
2025-09 | CISO | Richmond Cogen | 52109 | GEN1 | Chevron Products Company-Richmond | Natural Gas Fired Combined Cycle | 37.9418 | -122.3909 | 62.6
2025-09 | CISO | Richmond Cogen | 52109 | GEN2 | Chevron Products Company-Richmond | Natural Gas Fired Combined Cycle | 37.9418 | -122.3909 | 62.6
2025-09 | CISO | Richmond Cogen | 52109 | GEN5 | Chevron Products Company-Richmond | Natural Gas Fired Combined Cycle | 37.9418 | -122.3909 | 30.4
2025-09 | CISO | Richmond Cogen | 52109 | GEN6 | Chevron Products Company-Richmond | All Other | 37.9418 | -122.3909 | 17.9
2025-09 | ERCO | Freeport Energy | 52120 | G-61 | Olin Blue Cube Operations | Natural Gas Fired Combined Cycle | 28.9913 | -95.4075 | 94.5
2025-09 | ERCO | Freeport Energy | 52120 | G-63 | Olin Blue Cube Operations | Natural Gas Fired Combined Cycle | 28.9913 | -95.4075 | 94.5
2025-09 | ERCO | Freeport Energy | 52120 | G-65 | Olin Blue Cube Operations | Natural Gas Fired Combined Cycle | 28.9913 | -95.4075 | 111.3
2025-09 | ERCO | Freeport Energy | 52120 | G-67 | Olin Blue Cube Operations | Natural Gas Fired Combined Cycle | 28.9913 | -95.4075 | 119
2025-09 | SWPP | Wasson CO2 Removal Plant | 52122 | GEN1 | Occidental Permian Ltd | Natural Gas Fired Combustion Turbine | 33.0099 | -102.7569 | 23.4
2025-09 | MISO | Whiting Refinery | 52130 | 31TG | BP PLC | Other Gases | 41.6703 | -87.4803 | 12.5
2025-09 | MISO | Whiting Refinery | 52130 | 34TG | BP PLC | Other Gases | 41.6703 | -87.4803 | 10
2025-09 | MISO | Whiting Refinery | 52130 | 35TG | BP PLC | Other Gases | 41.6703 | -87.4803 | 30
2025-09 | ERCO | Power Station 4 | 52132 | GEN1 | South Houston Green Power LLC | Natural Gas Fired Combined Cycle | 29.3782 | -94.9219 | 78.2
2025-09 | ERCO | Power Station 4 | 52132 | GEN2 | South Houston Green Power LLC | Natural Gas Fired Combined Cycle | 29.3782 | -94.9219 | 78.2
2025-09 | SWPP | Tesoro Mandan Cogeneration Plant | 52133 | GEN1 | PAR Petroleum | Other Gases | 46.8492 | -100.8808 | 3.1
2025-09 | SWPP | Tesoro Mandan Cogeneration Plant | 52133 | GEN2 | PAR Petroleum | Other Gases | 46.8492 | -100.8808 | 3.1
2025-09 | SWPP | Tesoro Mandan Cogeneration Plant | 52133 | GEN3 | PAR Petroleum | Other Gases | 46.8492 | -100.8808 | 3.1
2025-09 | CISO | Mojave 3/4/5 | 52142 | GEN1 | Terra-Gen Operating Co-Wind | Onshore Wind Turbine | 35.0506 | -118.2572 | 75
2025-09 | CISO | CP Kelco San Diego Plant | 52147 | GEN1 | CP Kelco US Inc. | Natural Gas Fired Combustion Turbine | 32.6947 | -117.1436 | 9.2
2025-09 | CISO | CP Kelco San Diego Plant | 52147 | GEN2 | CP Kelco US Inc. | Natural Gas Fired Combustion Turbine | 32.6947 | -117.1436 | 10
2025-09 | PJM | Elkton | 52148 | GEN1 | Merck & Co Inc | Natural Gas Steam Turbine | 38.3836 | -78.6528 | 7.2
2025-09 | PJM | Elkton | 52148 | GEN10 | Merck & Co Inc | Natural Gas Internal Combustion Engine | 38.3836 | -78.6528 | 2
2025-09 | PJM | Elkton | 52148 | GEN5 | Merck & Co Inc | Natural Gas Steam Turbine | 38.3836 | -78.6528 | 0.4
2025-09 | PJM | Elkton | 52148 | GEN6 | Merck & Co Inc | Natural Gas Steam Turbine | 38.3836 | -78.6528 | 1.2
2025-09 | PJM | Elkton | 52148 | GEN7 | Merck & Co Inc | Natural Gas Steam Turbine | 38.3836 | -78.6528 | 1.2
2025-09 | PJM | Elkton | 52148 | GEN8 | Merck & Co Inc | Natural Gas Internal Combustion Engine | 38.3836 | -78.6528 | 2
2025-09 | PJM | West Point (PA) | 52149 | COG3 | Merck & Co Inc-West Point | Natural Gas Fired Combustion Turbine | 40.218 | -75.2988 | 38.4
2025-09 | PJM | West Point (PA) | 52149 | GEN14 | Merck & Co Inc-West Point | Natural Gas Internal Combustion Engine | 40.218 | -75.2988 | 1.5
2025-09 | PJM | West Point (PA) | 52149 | GEN15 | Merck & Co Inc-West Point | Natural Gas Internal Combustion Engine | 40.218 | -75.2988 | 1.3
2025-09 | PJM | West Point (PA) | 52149 | GEN16 | Merck & Co Inc-West Point | Natural Gas Internal Combustion Engine | 40.218 | -75.2988 | 1.3
2025-09 | PJM | West Point (PA) | 52149 | GEN17 | Merck & Co Inc-West Point | Natural Gas Internal Combustion Engine | 40.218 | -75.2988 | 2
2025-09 | PJM | West Point (PA) | 52149 | GEN18 | Merck & Co Inc-West Point | Natural Gas Internal Combustion Engine | 40.218 | -75.2988 | 2.5
2025-09 | PJM | West Point (PA) | 52149 | GEN19 | Merck & Co Inc-West Point | Natural Gas Internal Combustion Engine | 40.218 | -75.2988 | 1
2025-09 | PJM | West Point (PA) | 52149 | GEN2 | Merck & Co Inc-West Point | Natural Gas Fired Combustion Turbine | 40.218 | -75.2988 | 32.3
2025-09 | PJM | West Point (PA) | 52149 | GEN20 | Merck & Co Inc-West Point | Natural Gas Internal Combustion Engine | 40.218 | -75.2988 | 2
2025-09 | PJM | West Point (PA) | 52149 | GEN9 | Merck & Co Inc-West Point | Natural Gas Internal Combustion Engine | 40.218 | -75.2988 | 1.3
2025-09 | PJM | West Point (PA) | 52149 | GN10 | Merck & Co Inc-West Point | Natural Gas Internal Combustion Engine | 40.218 | -75.2988 | 1.3
2025-09 | PJM | West Point (PA) | 52149 | GN11 | Merck & Co Inc-West Point | Petroleum Liquids | 40.218 | -75.2988 | 1
2025-09 | PJM | International Paper Franklin Mill | 52152 | GEN9 | International Paper | Wood/Wood Waste Biomass | 36.6803 | -76.9128 | 36.1
2025-09 | CISO | Aidlin Geothermal Power Plant | 52158 | GEN1 | Geysers Power Co LLC | Geothermal | 38.8339 | -122.881 | 12.5
2025-09 | CISO | Aidlin Geothermal Power Plant | 52158 | GEN2 | Geysers Power Co LLC | Geothermal | 38.8339 | -122.881 | 12.5
2025-09 | CISO | 85 A | 52162 | MON1 | Wind Wall 1 LLC | Onshore Wind Turbine | 35.0958 | -118.3248 | 21.3
2025-09 | CISO | 85 B | 52163 | MON2 | Wind Wall 1 LLC | Onshore Wind Turbine | 35.1026 | -118.3325 | 25.2
2025-09 | ISNE | Collins Facility | 52166 | 1 | Relevate Power Management LLC | Conventional Hydroelectric | 42.1569 | -72.4227 | 0.6
2025-09 | ISNE | Collins Facility | 52166 | 2 | Relevate Power Management LLC | Conventional Hydroelectric | 42.1569 | -72.4227 | 0.6
2025-09 | NYIS | Riverbay | 52168 | GEN2 | Riverbay Corp | Natural Gas Fired Combined Cycle | 40.87 | -73.8244 | 16
2025-09 | NYIS | Riverbay | 52168 | GEN3 | Riverbay Corp | Natural Gas Fired Combined Cycle | 40.87 | -73.8244 | 12.9
2025-09 | NYIS | Riverbay | 52168 | GEN4 | Riverbay Corp | Natural Gas Fired Combined Cycle | 40.87 | -73.8244 | 12.9
2025-09 | NYIS | Riverbay | 52168 | U0007 | Riverbay Corp | Petroleum Liquids | 40.87 | -73.8244 | 1.7
2025-09 | CISO | Midway Sunset Cogen | 52169 | A | Midway-Sunset Cogeneration Co | Natural Gas Fired Combustion Turbine | 35.2269 | -119.6294 | 78
2025-09 | CISO | Midway Sunset Cogen | 52169 | B | Midway-Sunset Cogeneration Co | Natural Gas Fired Combustion Turbine | 35.2269 | -119.6294 | 78
2025-09 | CISO | Midway Sunset Cogen | 52169 | C | Midway-Sunset Cogeneration Co | Natural Gas Fired Combustion Turbine | 35.2269 | -119.6294 | 78
2025-09 | ISNE | Upper Barker | 52171 | GEN1 | KEI (Maine) Power Management (III) LLC | Conventional Hydroelectric | 44.0869 | -70.2293 | 1
2025-09 | PJM | Conemaugh Hydro Plant | 52173 | GEN1 | Pennsylvania Renewable Resources | Conventional Hydroelectric | 40.4644 | -79.3657 | 7.5
2025-09 | PJM | Conemaugh Hydro Plant | 52173 | GEN2 | Pennsylvania Renewable Resources | Conventional Hydroelectric | 40.4644 | -79.3657 | 7.5
2025-09 | MISO | CITGO Refinery Powerhouse | 52175 | GEN2 | CITGO Petroleum Corp | Other Gases | 30.1826 | -93.3234 | 25
2025-09 | MISO | CITGO Refinery Powerhouse | 52175 | GEN3 | CITGO Petroleum Corp | Other Gases | 30.1826 | -93.3234 | 25
2025-09 | ERCO | C R Wing Cogen Plant | 52176 | GEN1 | BHER Power Resources, Inc | Natural Gas Fired Combined Cycle | 32.2732 | -101.4224 | 77.5
2025-09 | ERCO | C R Wing Cogen Plant | 52176 | GEN2 | BHER Power Resources, Inc | Natural Gas Fired Combined Cycle | 32.2732 | -101.4224 | 77.5
2025-09 | ERCO | C R Wing Cogen Plant | 52176 | GEN3 | BHER Power Resources, Inc | Natural Gas Fired Combined Cycle | 32.2732 | -101.4224 | 75
2025-09 | CISO | Yuba City Cogen Partners | 52186 | GEN1 | Wellhead Services, Inc | Natural Gas Fired Combustion Turbine | 39.1367 | -121.6398 | 49.9
2025-09 | PJM | Delaware City Plant | 52193 | CT1 | Delaware City Refining Company LLC | Natural Gas Fired Combustion Turbine | 39.5871 | -75.6343 | 92
2025-09 | PJM | Delaware City Plant | 52193 | CT2 | Delaware City Refining Company LLC | Natural Gas Fired Combustion Turbine | 39.5871 | -75.6343 | 92
2025-09 | PJM | Delaware City Plant | 52193 | G1 | Delaware City Refining Company LLC | Other Gases | 39.5871 | -75.6343 | 27.5
2025-09 | PJM | Delaware City Plant | 52193 | G2 | Delaware City Refining Company LLC | Other Gases | 39.5871 | -75.6343 | 27.5
2025-09 | PJM | Delaware City Plant | 52193 | G3 | Delaware City Refining Company LLC | Other Gases | 39.5871 | -75.6343 | 75
2025-09 | PJM | Delaware City Plant | 52193 | G4 | Delaware City Refining Company LLC | Other Gases | 39.5871 | -75.6343 | 10
2025-09 | CISO | MM West Covina | 54015 | GEN2 | MM West Covina Energy LLC | Landfill Gas | 34.0332 | -117.9061 | 6.8
2025-09 | CISO | San Gabriel Hydro Project | 54017 | U1 | Los Angeles County-San Gabriel | Conventional Hydroelectric | 34.2043 | -117.8557 | 3.9
2025-09 | CISO | San Gabriel Hydro Project | 54017 | U2 | Los Angeles County-San Gabriel | Conventional Hydroelectric | 34.2043 | -117.8557 | 1.1
2025-09 | NYIS | Rensselaer Cogen | 54034 | GEN1 | Rensselaer Generating LLC | Natural Gas Fired Combined Cycle | 42.6253 | -73.75 | 49.2
2025-09 | NYIS | Rensselaer Cogen | 54034 | GEN2 | Rensselaer Generating LLC | Natural Gas Fired Combined Cycle | 42.6253 | -73.75 | 39
2025-09 | NYIS | Lockport Energy Associates LP | 54041 | GEN1 | Lockport Energy Associates LP | Natural Gas Fired Combined Cycle | 43.1619 | -78.745 | 48.7
2025-09 | NYIS | Lockport Energy Associates LP | 54041 | GEN2 | Lockport Energy Associates LP | Natural Gas Fired Combined Cycle | 43.1619 | -78.745 | 48.7
2025-09 | NYIS | Lockport Energy Associates LP | 54041 | GEN3 | Lockport Energy Associates LP | Natural Gas Fired Combined Cycle | 43.1619 | -78.745 | 48.7
2025-09 | NYIS | Lockport Energy Associates LP | 54041 | GEN4 | Lockport Energy Associates LP | Natural Gas Fired Combined Cycle | 43.1619 | -78.745 | 75.2
2025-09 | PJM | University of Illinois Cogen Facility | 54044 | CT1 | University of Illinois | Natural Gas Fired Combustion Turbine | 41.8675 | -87.6524 | 7.8
2025-09 | PJM | University of Illinois Cogen Facility | 54044 | CT2 | University of Illinois | Natural Gas Fired Combustion Turbine | 41.8675 | -87.6524 | 7.8
2025-09 | PJM | University of Illinois Cogen Facility | 54044 | CT3 | University of Illinois | Natural Gas Fired Combustion Turbine | 41.8675 | -87.6524 | 7.8
2025-09 | PJM | University of Illinois Cogen Facility | 54044 | GEN1 | University of Illinois | Natural Gas Internal Combustion Engine | 41.8675 | -87.6524 | 6.3
2025-09 | PJM | University of Illinois Cogen Facility | 54044 | GEN2 | University of Illinois | Natural Gas Internal Combustion Engine | 41.8675 | -87.6524 | 6.3
2025-09 | PJM | University of Illinois Cogen Facility | 54044 | RE1 | University of Illinois | Natural Gas Internal Combustion Engine | 41.8675 | -87.6524 | 5.5
2025-09 | PJM | University of Illinois Cogen Facility | 54044 | RE2 | University of Illinois | Natural Gas Internal Combustion Engine | 41.8675 | -87.6524 | 5.5
2025-09 | PJM | University of Illinois Cogen Facility | 54044 | RE3 | University of Illinois | Natural Gas Internal Combustion Engine | 41.8675 | -87.6524 | 5.5
2025-09 | MISO | Riverview Energy Systems | 54057 | GEN1 | Riverview Energy Systems | Landfill Gas | 42.1661 | -83.2129 | 3.3
2025-09 | MISO | Riverview Energy Systems | 54057 | GEN2 | Riverview Energy Systems | Landfill Gas | 42.1661 | -83.2129 | 3.3
2025-09 | NYIS | Indeck Olean Energy Center | 54076 | GEN1 | Indeck-Olean Ltd Partnership | Natural Gas Fired Combined Cycle | 42.0859 | -78.4543 | 46
2025-09 | NYIS | Indeck Olean Energy Center | 54076 | GEN2 | Indeck-Olean Ltd Partnership | Natural Gas Fired Combined Cycle | 42.0859 | -78.4543 | 44.6
2025-09 | PJM | Spruance Operating Services LLC | 54081 | GEN3 | Veolia Energy Operating Service | Natural Gas Steam Turbine | 37.4556 | -77.4308 | 57.4
2025-09 | PJM | Spruance Operating Services LLC | 54081 | GEN4 | Veolia Energy Operating Service | Natural Gas Steam Turbine | 37.4556 | -77.4308 | 57.4
2025-09 | MISO | Mansfield Mill | 54091 | GEN1 | IPC-Mansfield Mill | Wood/Wood Waste Biomass | 32.1575 | -93.5562 | 40
2025-09 | MISO | Mansfield Mill | 54091 | GEN2 | IPC-Mansfield Mill | Wood/Wood Waste Biomass | 32.1575 | -93.5562 | 40
2025-09 | MISO | Mansfield Mill | 54091 | GEN3 | IPC-Mansfield Mill | Wood/Wood Waste Biomass | 32.1575 | -93.5562 | 30
2025-09 | MISO | Mansfield Mill | 54091 | GEN5 | IPC-Mansfield Mill | Natural Gas Fired Combustion Turbine | 32.1575 | -93.5562 | 62
2025-09 | SWPP | International Paper Texarkana Mill | 54097 | GEN1 | Graphic Packaging International - Texarkana | Wood/Wood Waste Biomass | 33.2553 | -94.0696 | 25
2025-09 | SWPP | International Paper Texarkana Mill | 54097 | GEN2 | Graphic Packaging International - Texarkana | Wood/Wood Waste Biomass | 33.2553 | -94.0696 | 40
2025-09 | MISO | Kaukauna Paper Mill | 54098 | GEN1 | Thilmany LLC | Wood/Wood Waste Biomass | 44.2826 | -88.2534 | 6
2025-09 | MISO | Kaukauna Paper Mill | 54098 | GEN2 | Thilmany LLC | Wood/Wood Waste Biomass | 44.2826 | -88.2534 | 11
2025-09 | MISO | Kaukauna Paper Mill | 54098 | GEN3 | Thilmany LLC | Wood/Wood Waste Biomass | 44.2826 | -88.2534 | 15.6
2025-09 | NYIS | Ticonderoga Mill | 54099 | GEN1 | Sylvamo North America LLC | Natural Gas Steam Turbine | 43.8914 | -73.397 | 42.1
2025-09 | MISO | International Paper Vicksburg Mill | 54100 | GEN1 | International Paper Co-Vicksbg | Wood/Wood Waste Biomass | 32.5292 | -90.7742 | 2.5
2025-09 | MISO | International Paper Vicksburg Mill | 54100 | GEN2 | International Paper Co-Vicksbg | Wood/Wood Waste Biomass | 32.5292 | -90.7742 | 48
2025-09 | MISO | Port Edwards Mill | 54103 | HG1 | Domtar Industries Inc | Conventional Hydroelectric | 44.3364 | -89.8672 | 0.4
2025-09 | MISO | Port Edwards Mill | 54103 | HG2 | Domtar Industries Inc | Conventional Hydroelectric | 44.3364 | -89.8672 | 0.4
2025-09 | MISO | Port Edwards Mill | 54103 | HG3 | Domtar Industries Inc | Conventional Hydroelectric | 44.3364 | -89.8672 | 0.4
2025-09 | MISO | Port Edwards Mill | 54103 | HG4 | Domtar Industries Inc | Conventional Hydroelectric | 44.3364 | -89.8672 | 0.4
2025-09 | MISO | Port Edwards Mill | 54103 | HG5 | Domtar Industries Inc | Conventional Hydroelectric | 44.3364 | -89.8672 | 0.8
2025-09 | MISO | Port Edwards Mill | 54103 | HG6 | Domtar Industries Inc | Conventional Hydroelectric | 44.3364 | -89.8672 | 0.8
2025-09 | MISO | Port Edwards Mill | 54103 | JHG1 | Domtar Industries Inc | Conventional Hydroelectric | 44.3364 | -89.8672 | 1.3
2025-09 | MISO | Port Edwards Mill | 54103 | JHG2 | Domtar Industries Inc | Conventional Hydroelectric | 44.3364 | -89.8672 | 0.6
2025-09 | MISO | Port Edwards Mill | 54103 | JHG3 | Domtar Industries Inc | Conventional Hydroelectric | 44.3364 | -89.8672 | 0.6
2025-09 | MISO | Port Edwards Mill | 54103 | JHG4 | Domtar Industries Inc | Conventional Hydroelectric | 44.3364 | -89.8672 | 0.4
2025-09 | MISO | Port Edwards Mill | 54103 | JHG5 | Domtar Industries Inc | Conventional Hydroelectric | 44.3364 | -89.8672 | 0.6
2025-09 | SWPP | Ashdown | 54104 | GEN1 | Domtar Industries Inc | Wood/Wood Waste Biomass | 33.6417 | -94.1083 | 19.5
2025-09 | SWPP | Ashdown | 54104 | GEN2 | Domtar Industries Inc | Wood/Wood Waste Biomass | 33.6417 | -94.1083 | 47
2025-09 | SWPP | Ashdown | 54104 | GEN3 | Domtar Industries Inc | Wood/Wood Waste Biomass | 33.6417 | -94.1083 | 45
2025-09 | SWPP | Ashdown | 54104 | GEN4 | Domtar Industries Inc | Wood/Wood Waste Biomass | 33.6417 | -94.1083 | 45
2025-09 | NYIS | Kennedy International Airport Cogen | 54114 | GEN1 | KIAC Partners | Natural Gas Fired Combined Cycle | 40.6417 | -73.7778 | 47.1
2025-09 | NYIS | Kennedy International Airport Cogen | 54114 | GEN2 | KIAC Partners | Natural Gas Fired Combined Cycle | 40.6417 | -73.7778 | 47.1
2025-09 | NYIS | Kennedy International Airport Cogen | 54114 | GEN3 | KIAC Partners | Natural Gas Fired Combined Cycle | 40.6417 | -73.7778 | 27
2025-09 | ISNE | Mechanic Falls | 54123 | GEN1 | KEI (Maine) Power Management (IV) LLC | Conventional Hydroelectric | 44.1112 | -70.3907 | 1
2025-09 | ISNE | Mechanic Falls | 54123 | GEN2 | KEI (Maine) Power Management (IV) LLC | Conventional Hydroelectric | 44.1112 | -70.3907 | 0.4
2025-09 | ISNE | Pittsfield Hydro | 54124 | GEN1 | KEI (Maine) Power Management (II) LLC | Conventional Hydroelectric | 44.7214 | -69.412 | 0.4
2025-09 | ISNE | Pittsfield Hydro | 54124 | GEN2 | KEI (Maine) Power Management (II) LLC | Conventional Hydroelectric | 44.7214 | -69.412 | 0.3
2025-09 | ISNE | Pittsfield Hydro | 54124 | GEN3 | KEI (Maine) Power Management (II) LLC | Conventional Hydroelectric | 44.7214 | -69.412 | 0.4
2025-09 | NYIS | World Generation X | 54131 | GEN1 | North American Energy Services | Natural Gas Fired Combined Cycle | 43.0483 | -78.8539 | 48.7
2025-09 | NYIS | World Generation X | 54131 | GEN2 | North American Energy Services | Natural Gas Fired Combined Cycle | 43.0483 | -78.8539 | 17
2025-09 | ISNE | Great Lakes Hydro America - ME | 54134 | BES1 | Great Lakes Hydro America LLC | Batteries | 45.6472 | -68.7044 | 10
2025-09 | ISNE | Great Lakes Hydro America - ME | 54134 | BES2 | Great Lakes Hydro America LLC | Batteries | 45.6472 | -68.7044 | 10
2025-09 | ISNE | Great Lakes Hydro America - ME | 54134 | DOH5 | Great Lakes Hydro America LLC | Conventional Hydroelectric | 45.6472 | -68.7044 | 5.3
2025-09 | ISNE | Great Lakes Hydro America - ME | 54134 | DOH6 | Great Lakes Hydro America LLC | Conventional Hydroelectric | 45.6472 | -68.7044 | 4.1
2025-09 | ISNE | Great Lakes Hydro America - ME | 54134 | DOH7 | Great Lakes Hydro America LLC | Conventional Hydroelectric | 45.6472 | -68.7044 | 4.1
2025-09 | ISNE | Great Lakes Hydro America - ME | 54134 | DOH8 | Great Lakes Hydro America LLC | Conventional Hydroelectric | 45.6472 | -68.7044 | 3
2025-09 | ISNE | Great Lakes Hydro America - ME | 54134 | EMH1 | Great Lakes Hydro America LLC | Conventional Hydroelectric | 45.6472 | -68.7044 | 1.6
2025-09 | ISNE | Great Lakes Hydro America - ME | 54134 | EMH2 | Great Lakes Hydro America LLC | Conventional Hydroelectric | 45.6472 | -68.7044 | 1.6
2025-09 | ISNE | Great Lakes Hydro America - ME | 54134 | EMH3 | Great Lakes Hydro America LLC | Conventional Hydroelectric | 45.6472 | -68.7044 | 1.6
2025-09 | ISNE | Great Lakes Hydro America - ME | 54134 | EMH4 | Great Lakes Hydro America LLC | Conventional Hydroelectric | 45.6472 | -68.7044 | 1.6
2025-09 | ISNE | Great Lakes Hydro America - ME | 54134 | EMH5 | Great Lakes Hydro America LLC | Conventional Hydroelectric | 45.6472 | -68.7044 | 1.6
2025-09 | ISNE | Great Lakes Hydro America - ME | 54134 | EMH6 | Great Lakes Hydro America LLC | Conventional Hydroelectric | 45.6472 | -68.7044 | 1.6
2025-09 | ISNE | Great Lakes Hydro America - ME | 54134 | MCH1 | Great Lakes Hydro America LLC | Conventional Hydroelectric | 45.6472 | -68.7044 | 12.2
2025-09 | ISNE | Great Lakes Hydro America - ME | 54134 | MCH2 | Great Lakes Hydro America LLC | Conventional Hydroelectric | 45.6472 | -68.7044 | 12.2
2025-09 | ISNE | Great Lakes Hydro America - ME | 54134 | MCH3 | Great Lakes Hydro America LLC | Conventional Hydroelectric | 45.6472 | -68.7044 | 13.2
2025-09 | ISNE | Great Lakes Hydro America - ME | 54134 | MIH3 | Great Lakes Hydro America LLC | Conventional Hydroelectric | 45.6472 | -68.7044 | 5.5
2025-09 | ISNE | Great Lakes Hydro America - ME | 54134 | MIH4 | Great Lakes Hydro America LLC | Conventional Hydroelectric | 45.6472 | -68.7044 | 5.1
2025-09 | ISNE | Great Lakes Hydro America - ME | 54134 | MIH5 | Great Lakes Hydro America LLC | Conventional Hydroelectric | 45.6472 | -68.7044 | 5.1
2025-09 | ISNE | Great Lakes Hydro America - ME | 54134 | MIH6 | Great Lakes Hydro America LLC | Conventional Hydroelectric | 45.6472 | -68.7044 | 5.1
2025-09 | ISNE | Great Lakes Hydro America - ME | 54134 | MIH7 | Great Lakes Hydro America LLC | Conventional Hydroelectric | 45.6472 | -68.7044 | 4
2025-09 | ISNE | Great Lakes Hydro America - ME | 54134 | MIH8 | Great Lakes Hydro America LLC | Conventional Hydroelectric | 45.6472 | -68.7044 | 5.4
2025-09 | ISNE | Great Lakes Hydro America - ME | 54134 | MIHI | Great Lakes Hydro America LLC | Conventional Hydroelectric | 45.6472 | -68.7044 | 5.4
2025-09 | ISNE | Great Lakes Hydro America - ME | 54134 | NOH1 | Great Lakes Hydro America LLC | Conventional Hydroelectric | 45.6472 | -68.7044 | 3.2
2025-09 | ISNE | Great Lakes Hydro America - ME | 54134 | NOH2 | Great Lakes Hydro America LLC | Conventional Hydroelectric | 45.6472 | -68.7044 | 3.2
2025-09 | ISNE | Great Lakes Hydro America - ME | 54134 | NOH3 | Great Lakes Hydro America LLC | Conventional Hydroelectric | 45.6472 | -68.7044 | 3.2
2025-09 | ISNE | Great Lakes Hydro America - ME | 54134 | WEH1 | Great Lakes Hydro America LLC | Conventional Hydroelectric | 45.6472 | -68.7044 | 4.8
2025-09 | ISNE | Great Lakes Hydro America - ME | 54134 | WEH2 | Great Lakes Hydro America LLC | Conventional Hydroelectric | 45.6472 | -68.7044 | 4.8
2025-09 | ISNE | Great Lakes Hydro America - ME | 54134 | WEH3 | Great Lakes Hydro America LLC | Conventional Hydroelectric | 45.6472 | -68.7044 | 4.8
2025-09 | ISNE | Great Lakes Hydro America - ME | 54134 | WEH4 | Great Lakes Hydro America LLC | Conventional Hydroelectric | 45.6472 | -68.7044 | 4.8
2025-09 | ISNE | Hydro Kennebec Project | 54148 | GEN1 | Hydro Kennebec LLC | Conventional Hydroelectric | 44.563 | -69.6192 | 7.7
2025-09 | ISNE | Hydro Kennebec Project | 54148 | GEN2 | Hydro Kennebec LLC | Conventional Hydroelectric | 44.563 | -69.6192 | 7.7
2025-09 | NYIS | Stony Brook Cogen Plant | 54149 | GEN1 | Nissequoque Cogen Partners | Natural Gas Fired Combustion Turbine | 40.9168 | -73.1291 | 47
2025-09 | MISO | Iowa State University | 54201 | GEN3 | Iowa State University | Natural Gas Steam Turbine | 42.0275 | -93.6394 | 13.2
2025-09 | MISO | Iowa State University | 54201 | GEN5 | Iowa State University | Natural Gas Steam Turbine | 42.0275 | -93.6394 | 11.5
2025-09 | MISO | Iowa State University | 54201 | GEN6 | Iowa State University | Natural Gas Steam Turbine | 42.0275 | -93.6394 | 15.1
2025-09 | MISO | Mississippi Baptist Medical Center | 54203 | A | Mississippi Baptist Medical | Natural Gas Fired Combustion Turbine | 32.3133 | -90.1797 | 4.2
2025-09 | MISO | American Crystal Sugar Hillsboro | 54210 | G1 | American Crystal Sugar Co | Conventional Steam Coal | 47.4376 | -97.0631 | 13.3
2025-09 | SWPP | American Crystal Sugar Moorhead | 54211 | G1 | American Crystal Sugar Co | Conventional Steam Coal | 46.9026 | -96.7611 | 3
2025-09 | SWPP | American Crystal Sugar Moorhead | 54211 | G2 | American Crystal Sugar Co | Conventional Steam Coal | 46.9026 | -96.7611 | 2
2025-09 | MISO | American Crystal Sugar Crookston | 54212 | G1 | American Crystal Sugar Co | Conventional Steam Coal | 47.7647 | -96.6334 | 3.5
2025-09 | MISO | American Crystal Sugar Crookston | 54212 | G2 | American Crystal Sugar Co | Conventional Steam Coal | 47.7647 | -96.6334 | 3
2025-09 | MISO | American Crystal Sugar Drayton | 54213 | G1 | American Crystal Sugar Co | Conventional Steam Coal | 48.5932 | -97.1761 | 6
2025-09 | MISO | American Crystal Sugar East Grand Forks | 54214 | G1 | American Crystal Sugar Co | Conventional Steam Coal | 47.9272 | -97.0072 | 2.5
2025-09 | MISO | American Crystal Sugar East Grand Forks | 54214 | G2 | American Crystal Sugar Co | Conventional Steam Coal | 47.9272 | -97.0072 | 5
2025-09 | MISO | Franklin Heating Station | 54224 | DG10 | Franklin Heating Station | Petroleum Liquids | 44.0206 | -92.4656 | 3.1
2025-09 | MISO | Franklin Heating Station | 54224 | DG4 | Franklin Heating Station | Petroleum Liquids | 44.0206 | -92.4656 | 2
2025-09 | MISO | Franklin Heating Station | 54224 | DG5 | Franklin Heating Station | Petroleum Liquids | 44.0206 | -92.4656 | 2
2025-09 | MISO | Franklin Heating Station | 54224 | DG8 | Franklin Heating Station | Petroleum Liquids | 44.0206 | -92.4656 | 3.1
2025-09 | MISO | Franklin Heating Station | 54224 | EG1 | Franklin Heating Station | Petroleum Liquids | 44.0206 | -92.4656 | 2
2025-09 | MISO | Franklin Heating Station | 54224 | EG2 | Franklin Heating Station | Petroleum Liquids | 44.0206 | -92.4656 | 2
2025-09 | MISO | Franklin Heating Station | 54224 | EG3 | Franklin Heating Station | Petroleum Liquids | 44.0206 | -92.4656 | 2
2025-09 | MISO | Franklin Heating Station | 54224 | GEN1 | Franklin Heating Station | Natural Gas Steam Turbine | 44.0206 | -92.4656 | 2.5
2025-09 | MISO | Franklin Heating Station | 54224 | GEN2 | Franklin Heating Station | Natural Gas Steam Turbine | 44.0206 | -92.4656 | 2.5
2025-09 | MISO | Franklin Heating Station | 54224 | GEN3 | Franklin Heating Station | Natural Gas Steam Turbine | 44.0206 | -92.4656 | 6.3
2025-09 | MISO | Franklin Heating Station | 54224 | GEN6 | Franklin Heating Station | All Other | 44.0206 | -92.4656 | 6.5
2025-09 | ISNE | Gillette SBMC | 54225 | CTG3 | The Gillette Company | Natural Gas Fired Combustion Turbine | 42.3436 | -71.0559 | 7.2
2025-09 | ISNE | Gillette SBMC | 54225 | DG | The Gillette Company | Petroleum Liquids | 42.3436 | -71.0559 | 0.5
2025-09 | ISNE | Gillette SBMC | 54225 | DG2 | The Gillette Company | Petroleum Liquids | 42.3436 | -71.0559 | 0.5
2025-09 | ISNE | Gillette SBMC | 54225 | DG3 | The Gillette Company | Petroleum Liquids | 42.3436 | -71.0559 | 1
2025-09 | ISNE | Gillette SBMC | 54225 | TG2 | The Gillette Company | Natural Gas Steam Turbine | 42.3436 | -71.0559 | 5
2025-09 | ISNE | Erving Paper Mills | 54228 | 2 | Erving Paper Mills Inc | Natural Gas Steam Turbine | 42.5983 | -72.3875 | 0.6
2025-09 | ISNE | Erving Paper Mills | 54228 | 3 | Erving Paper Mills Inc | Natural Gas Fired Combustion Turbine | 42.5983 | -72.3875 | 5.6
2025-09 | ISNE | Pfizer Groton Plant | 54236 | GT-1 | Pfizer Inc | Natural Gas Fired Combustion Turbine | 41.3315 | -72.0786 | 10
2025-09 | ISNE | Pfizer Groton Plant | 54236 | TG 3 | Pfizer Inc | Natural Gas Steam Turbine | 41.3315 | -72.0786 | 10
2025-09 | ISNE | Pfizer Groton Plant | 54236 | TG 4 | Pfizer Inc | Natural Gas Steam Turbine | 41.3315 | -72.0786 | 10
2025-09 | ISNE | Pfizer Groton Plant | 54236 | TG5 | Pfizer Inc | Natural Gas Steam Turbine | 41.3315 | -72.0786 | 7.5
2025-09 | CISO | Stockton Biomass | 54238 | STG | DTE Stockton LLC | Wood/Wood Waste Biomass | 37.9436 | -121.3304 | 54
2025-09 | MISO | Louisiana Tech University Power Plant | 54240 | TG3 | Louisiana Tech University | Natural Gas Fired Combustion Turbine | 32.5256 | -92.6497 | 7.5
2025-09 | PJM | Newman (PA) | 54250 | 001 | Newman & Co Inc | Natural Gas Steam Turbine | 40.014 | -75.0528 | 1.8
2025-09 | CISO | Warm Springs Hydro Project | 54261 | 3385 | Sonoma County Water Agency | Conventional Hydroelectric | 38.7221 | -123.0112 | 2.7
2025-09 | MISO | Saint Marys Hospital Power Plant | 54262 | 1 | St Mary's Hospital | Natural Gas Fired Combustion Turbine | 44.0979 | -92.4798 | 4.7
2025-09 | MISO | Saint Marys Hospital Power Plant | 54262 | 4 | St Mary's Hospital | Natural Gas Steam Turbine | 44.0979 | -92.4798 | 3
2025-09 | MISO | Saint Marys Hospital Power Plant | 54262 | 5 | St Mary's Hospital | Petroleum Liquids | 44.0979 | -92.4798 | 2.5
2025-09 | MISO | Saint Marys Hospital Power Plant | 54262 | 6B | St Mary's Hospital | Petroleum Liquids | 44.0979 | -92.4798 | 3.3
2025-09 | MISO | Saint Marys Hospital Power Plant | 54262 | 7 | St Mary's Hospital | Petroleum Liquids | 44.0979 | -92.4798 | 2.8
2025-09 | MISO | Hastings City Hydroelectric | 54285 | 1 | Hastings Lock & Dam | Conventional Hydroelectric | 44.7602 | -92.8677 | 2.2
2025-09 | MISO | Hastings City Hydroelectric | 54285 | 2 | Hastings Lock & Dam | Conventional Hydroelectric | 44.7602 | -92.8677 | 2.2
2025-09 | MISO | West Group Data Center | 54294 | 1 |  | Petroleum Liquids | 44.8256 | -93.1139 | 2
2025-09 | MISO | West Group Data Center | 54294 | 2 |  | Petroleum Liquids | 44.8256 | -93.1139 | 2
2025-09 | MISO | West Group Data Center | 54294 | 3 |  | Petroleum Liquids | 44.8256 | -93.1139 | 2
2025-09 | MISO | West Group Data Center | 54294 | 4 |  | Petroleum Liquids | 44.8256 | -93.1139 | 2
2025-09 | CISO | Biola University Hybrid | 54296 | BATT | Biola University | Batteries | 33.907 | -118.0131 | 0.3
2025-09 | CISO | Biola University Hybrid | 54296 | EG-1H | Biola University | Natural Gas Internal Combustion Engine | 33.907 | -118.0131 | 1.5
2025-09 | CISO | Biola University Hybrid | 54296 | EG-2H | Biola University | Natural Gas Internal Combustion Engine | 33.907 | -118.0131 | 1.5
2025-09 | CISO | Biola University Hybrid | 54296 | EG3 | Biola University | Natural Gas Internal Combustion Engine | 33.907 | -118.0131 | 1
2025-09 | CISO | Coram Energy LLC (ECT) | 54298 | GEWE | Nextera Energy Resources | Onshore Wind Turbine | 35.0583 | -118.3417 | 7.5
2025-09 | CISO | Coram Energy LLC | 54299 | GEWE | Nextera Energy Resources | Onshore Wind Turbine | 35.075 | -118.3417 | 3
2025-09 | CISO | Coram Energy LLC (4.5MW) | 54300 | GEWE | Nextera Energy Resources | Onshore Wind Turbine | 35.0583 | -118.3083 | 4.5
2025-09 | ISNE | Goodwin Hydroelectric | 54302 | G2 | Metropolitan Dist of Hartford | Conventional Hydroelectric | 41.9886 | -73.0194 | 1.6
2025-09 | CISO | Three Forks Water Power Project | 54308 | 1 | Grizzly Mountain Ranch | Conventional Hydroelectric | 40.1998 | -123.5231 | 1.3
2025-09 | MISO | Goodyear Beaumont Chemical Plant | 54321 | 2N80 | Goodyear Tire & Rubber Co | Natural Gas Fired Combustion Turbine | 29.9728 | -94.2142 | 5
2025-09 | MISO | Goodyear Beaumont Chemical Plant | 54321 | 3N80 | Goodyear Tire & Rubber Co | Natural Gas Steam Turbine | 29.9728 | -94.2142 | 14.8
2025-09 | MISO | Goodyear Beaumont Chemical Plant | 54321 | N802 | Goodyear Tire & Rubber Co | Natural Gas Fired Combustion Turbine | 29.9728 | -94.2142 | 5
2025-09 | MISO | Goodyear Beaumont Chemical Plant | 54321 | N803 | Goodyear Tire & Rubber Co | Natural Gas Fired Combustion Turbine | 29.9728 | -94.2142 | 5
2025-09 | MISO | Goodyear Beaumont Chemical Plant | 54321 | N804 | Goodyear Tire & Rubber Co | Natural Gas Fired Combustion Turbine | 29.9728 | -94.2142 | 5
2025-09 | ISNE | Ocean State Power II | 54324 | GEN1 | Ocean State Power II | Natural Gas Fired Combined Cycle | 42.0099 | -71.6701 | 82.8
2025-09 | ISNE | Ocean State Power II | 54324 | GEN2 | Ocean State Power II | Natural Gas Fired Combined Cycle | 42.0099 | -71.6701 | 82.8
2025-09 | ISNE | Ocean State Power II | 54324 | GEN3 | Ocean State Power II | Natural Gas Fired Combined Cycle | 42.0099 | -71.6701 | 88.6
2025-09 | ERCO | Westhollow Technology Center | 54330 | 1 | Shell Chemical LP | Natural Gas Fired Combustion Turbine | 29.726 | -95.6382 | 3.7
2025-09 | PJM | Bucknell University | 54333 | G001 | Bucknell University | Natural Gas Fired Combined Cycle | 40.955 | -76.8788 | 4.7
2025-09 | PJM | Bucknell University | 54333 | G502 | Bucknell University | Natural Gas Fired Combined Cycle | 40.955 | -76.8788 | 1.2
2025-09 | PJM | Morton Salt Rittman | 54335 | GEN2 | Morton Salt Inc | Natural Gas Steam Turbine | 40.9692 | -81.7756 | 2.5
2025-09 | MISO | Norway Point Hydropower Project | 54340 | 1 | Eagle Creek Renewable Energy, LLC | Conventional Hydroelectric | 45.1025 | -83.5189 | 2.8
2025-09 | MISO | Norway Point Hydropower Project | 54340 | 2 | Eagle Creek Renewable Energy, LLC | Conventional Hydroelectric | 45.1025 | -83.5189 | 1.2
2025-09 | MISO | Four Mile Hydropower Project | 54341 | 1 | Eagle Creek Renewable Energy, LLC | Conventional Hydroelectric | 45.0933 | -83.5025 | 0.6
2025-09 | MISO | Four Mile Hydropower Project | 54341 | 2 | Eagle Creek Renewable Energy, LLC | Conventional Hydroelectric | 45.0933 | -83.5025 | 0.6
2025-09 | MISO | Four Mile Hydropower Project | 54341 | 3 | Eagle Creek Renewable Energy, LLC | Conventional Hydroelectric | 45.0933 | -83.5025 | 0.6
2025-09 | MISO | Four Mile Hydropower Project | 54341 | 4 | Eagle Creek Renewable Energy, LLC | Conventional Hydroelectric | 45.0933 | -83.5025 | 0.2
2025-09 | MISO | Ninth Street Hydropower Project | 54342 | 1 | Eagle Creek Renewable Energy, LLC | Conventional Hydroelectric | 45.0717 | -83.4381 | 0.4
2025-09 | MISO | Ninth Street Hydropower Project | 54342 | 2 | Eagle Creek Renewable Energy, LLC | Conventional Hydroelectric | 45.0717 | -83.4381 | 0.4
2025-09 | MISO | Ninth Street Hydropower Project | 54342 | 3 | Eagle Creek Renewable Energy, LLC | Conventional Hydroelectric | 45.0717 | -83.4381 | 0.4
2025-09 | CISO | Terminus Hydroelectric Project | 54343 | GEN1 | Eagle Creek Renewable Energy, LLC | Conventional Hydroelectric | 36.4156 | -119.0069 | 20.1
2025-09 | ISNE | Chace Mill Winooski One | 54355 | GEN1 | City of Burlington Electric - (VT) | Conventional Hydroelectric | 44.49 | -73.1875 | 2.5
2025-09 | ISNE | Chace Mill Winooski One | 54355 | GEN2 | City of Burlington Electric - (VT) | Conventional Hydroelectric | 44.49 | -73.1875 | 2.5
2025-09 | ISNE | Chace Mill Winooski One | 54355 | GEN3 | City of Burlington Electric - (VT) | Conventional Hydroelectric | 44.49 | -73.1875 | 2.5
2025-09 | MISO | Fuyao Glass Illinois Inc. | 54360 | PORT | Fuyao Glass Illinois, Inc | Petroleum Liquids | 39.779 | -88.9016 | 0.7
2025-09 | MISO | Fuyao Glass Illinois Inc. | 54360 | TK1 | Fuyao Glass Illinois, Inc | Petroleum Liquids | 39.779 | -88.9016 | 2
2025-09 | MISO | Fuyao Glass Illinois Inc. | 54360 | TK2 | Fuyao Glass Illinois, Inc | Petroleum Liquids | 39.779 | -88.9016 | 2
2025-09 | ERCO | Works 4 | 54364 | L1G | Vitro Architectural Glass | Petroleum Liquids | 34.0035 | -98.5535 | 2
2025-09 | ERCO | Works 4 | 54364 | L1PG | Vitro Architectural Glass | Petroleum Liquids | 34.0035 | -98.5535 | 0.9
2025-09 | ERCO | Works 4 | 54364 | L2G | Vitro Architectural Glass | Petroleum Liquids | 34.0035 | -98.5535 | 2
2025-09 | ISNE | EHC West Hopkinton | 54384 | GEN1 | Green Mountain Power Corp | Conventional Hydroelectric | 43.1897 | -71.7483 | 1
2025-09 | ISNE | Kinneytown New Old | 54385 | GEN1 | Hydroland Omega LLC | Conventional Hydroelectric | 41.3686 | -73.0856 | 0.8
2025-09 | ISNE | Kinneytown New Old | 54385 | GEN2 | Hydroland Omega LLC | Conventional Hydroelectric | 41.3686 | -73.0856 | 1.5
2025-09 | NYIS | Alice Falls Hydro Project | 54391 | 1 | Eagle Creek Renewable Energy, LLC | Conventional Hydroelectric | 44.5192 | -73.4648 | 1.5
2025-09 | NYIS | Alice Falls Hydro Project | 54391 | 2 | Eagle Creek Renewable Energy, LLC | Conventional Hydroelectric | 44.5192 | -73.4648 | 0.6
2025-09 | NYIS | Stillwater Hydro Electric Project | 54395 | 1 | GR Catalyst One, LLC | Conventional Hydroelectric | 42.9375 | -73.6544 | 1.7
2025-09 | NYIS | Stillwater Hydro Electric Project | 54395 | 2 | GR Catalyst One, LLC | Conventional Hydroelectric | 42.9375 | -73.6544 | 1.7
2025-09 | MISO | Capitol Heat and Power | 54406 | P31 | State of Wisconsin | Petroleum Liquids | 43.0785 | -89.3773 | 1
2025-09 | MISO | Capitol Heat and Power | 54406 | P32 | State of Wisconsin | Petroleum Liquids | 43.0785 | -89.3773 | 1
2025-09 | MISO | Waupun Correctional Central Heating Plt | 54407 | 1 | State of Wisconsin | Natural Gas Steam Turbine | 43.6233 | -88.7297 | 1
2025-09 | MISO | Waupun Correctional Central Heating Plt | 54407 | 2 | State of Wisconsin | Natural Gas Steam Turbine | 43.6233 | -88.7297 | 1
2025-09 | MISO | Waupun Correctional Central Heating Plt | 54407 | 3 | State of Wisconsin | Petroleum Liquids | 43.6233 | -88.7297 | 0.8
2025-09 | MISO | Waupun Correctional Central Heating Plt | 54407 | 4 | State of Wisconsin | Petroleum Liquids | 43.6233 | -88.7297 | 1.5
2025-09 | MISO | UW Madison Charter Street Plant | 54408 | 1 | State of Wisconsin | Natural Gas Steam Turbine | 43.07 | -89.4006 | 9.7
2025-09 | MISO | UW Madison Charter Street Plant | 54408 | 3 | State of Wisconsin | Petroleum Liquids | 43.07 | -89.4006 | 1.3
2025-09 | ISNE | Dartmouth College Heating Plant | 54409 | GEN1 | Dartmouth College | Petroleum Liquids | 43.7019 | -72.2867 | 2
2025-09 | ISNE | Dartmouth College Heating Plant | 54409 | GEN2 | Dartmouth College | Petroleum Liquids | 43.7019 | -72.2867 | 2
2025-09 | ISNE | Dartmouth College Heating Plant | 54409 | GEN3 | Dartmouth College | Petroleum Liquids | 43.7019 | -72.2867 | 3
2025-09 | CISO | Western Power & Steam Inc | 54410 | CTG | Western Power and Steam II LLC | Natural Gas Fired Combustion Turbine | 35.4405 | -119.0129 | 27.7
2025-09 | MISO | John Deere Dubuque Works | 54414 | GE10 | John Deere Dubuque Works | Petroleum Liquids | 42.5734 | -90.6926 | 1.5
2025-09 | MISO | John Deere Dubuque Works | 54414 | GEN5 | John Deere Dubuque Works | Petroleum Liquids | 42.5734 | -90.6926 | 1.5
2025-09 | MISO | John Deere Dubuque Works | 54414 | GEN6 | John Deere Dubuque Works | Petroleum Liquids | 42.5734 | -90.6926 | 1.5
2025-09 | MISO | John Deere Dubuque Works | 54414 | GEN7 | John Deere Dubuque Works | Petroleum Liquids | 42.5734 | -90.6926 | 1.5
2025-09 | MISO | John Deere Dubuque Works | 54414 | GEN8 | John Deere Dubuque Works | Petroleum Liquids | 42.5734 | -90.6926 | 1.5
2025-09 | MISO | John Deere Dubuque Works | 54414 | GEN9 | John Deere Dubuque Works | Petroleum Liquids | 42.5734 | -90.6926 | 1.5
2025-09 | MISO | Cadillac Renewable Energy | 54415 | GEN2 | Cadillac Renewable Energy LLC | Wood/Wood Waste Biomass | 44.2617 | -85.4352 | 44
2025-09 | ISNE | Rollinsford | 54418 | GEN1 | Green Mountain Power Corp | Conventional Hydroelectric | 43.2361 | -70.8172 | 0.7
2025-09 | ISNE | Rollinsford | 54418 | GEN2 | Green Mountain Power Corp | Conventional Hydroelectric | 43.2361 | -70.8172 | 0.7
2025-09 | MISO | Gaylord Container Bogalusa | 54427 | NO10 | Temple-Inland Corp | Wood/Wood Waste Biomass | 30.7811 | -89.8575 | 37
2025-09 | MISO | Gaylord Container Bogalusa | 54427 | NO8 | Temple-Inland Corp | Wood/Wood Waste Biomass | 30.7811 | -89.8575 | 25
2025-09 | MISO | Gaylord Container Bogalusa | 54427 | NO9 | Temple-Inland Corp | Wood/Wood Waste Biomass | 30.7811 | -89.8575 | 37.5
2025-09 | CISO | Welport Lease Project | 54447 | TI | Sentinel Peak Resources California, LLC | Natural Gas Fired Combustion Turbine | 35.3544 | -119.6617 | 5
2025-09 | CISO | Dome Project | 54449 | T1 | Sentinel Peak Resources California, LLC | Natural Gas Fired Combustion Turbine | 35.2208 | -119.5831 | 3
2025-09 | CISO | Dome Project | 54449 | T2 | Sentinel Peak Resources California, LLC | Natural Gas Fired Combustion Turbine | 35.2208 | -119.5831 | 3
2025-09 | CISO | EDF Renewable Windfarm V Inc | 54453 | GEN2 | EDF Renewable Asset Holdings, Inc. | Onshore Wind Turbine | 38.1167 | -121.8333 | 15.5
2025-09 | CISO | San Gorgonio Windplant WPP1993 | 54454 | GEN11 | FPL Energy Operating Services, Inc. | Onshore Wind Turbine | 33.9184 | -116.5739 | 49.5
2025-09 | ISNE | Mascoma Hydro | 54471 | 01 | Green Mountain Power Corp | Conventional Hydroelectric | 43.6337 | -72.3174 | 0.5
2025-09 | ISNE | Mascoma Hydro | 54471 | 02 | Green Mountain Power Corp | Conventional Hydroelectric | 43.6337 | -72.3174 | 0.5
2025-09 | ISNE | Mascoma Hydro | 54471 | 03 | Green Mountain Power Corp | Conventional Hydroelectric | 43.6337 | -72.3174 | 0.5
2025-09 | CISO | Oroville Cogeneration LP | 54477 | GEN1 | Apex Power Generation Corp. | Natural Gas Internal Combustion Engine | 39.492 | -121.5628 | 1.1
2025-09 | CISO | Oroville Cogeneration LP | 54477 | GEN2 | Apex Power Generation Corp. | Natural Gas Internal Combustion Engine | 39.492 | -121.5628 | 1.1
2025-09 | CISO | Oroville Cogeneration LP | 54477 | GEN3 | Apex Power Generation Corp. | Natural Gas Internal Combustion Engine | 39.492 | -121.5628 | 1.1
2025-09 | CISO | Oroville Cogeneration LP | 54477 | GEN4 | Apex Power Generation Corp. | Natural Gas Internal Combustion Engine | 39.492 | -121.5628 | 1.1
2025-09 | CISO | Oroville Cogeneration LP | 54477 | GEN5 | Apex Power Generation Corp. | Natural Gas Internal Combustion Engine | 39.492 | -121.5628 | 1.1
2025-09 | CISO | Oroville Cogeneration LP | 54477 | GEN6 | Apex Power Generation Corp. | Natural Gas Internal Combustion Engine | 39.492 | -121.5628 | 1.1
2025-09 | MISO | Domino Sugar Arabi Plant | 54512 | TG1 | American Sugar Refining Inc. | Natural Gas Steam Turbine | 29.9468 | -90.0018 | 5
2025-09 | MISO | Domino Sugar Arabi Plant | 54512 | TG3 | American Sugar Refining Inc. | Natural Gas Steam Turbine | 29.9468 | -90.0018 | 4
2025-09 | PJM | WestRock (IL) | 54513 | E-1 | WestRock (IL) | Natural Gas Internal Combustion Engine | 41.7697 | -88.28 | 0.7
2025-09 | PJM | WestRock (IL) | 54513 | E2-A | WestRock (IL) | Natural Gas Internal Combustion Engine | 41.7697 | -88.28 | 0.7
2025-09 | PJM | WestRock (IL) | 54513 | E2-B | WestRock (IL) | Natural Gas Internal Combustion Engine | 41.7697 | -88.28 | 0.7
2025-09 | PJM | WestRock (IL) | 54513 | E3 | WestRock (IL) | Natural Gas Internal Combustion Engine | 41.7697 | -88.28 | 0.8
2025-09 | ISNE | Seven Hills New Hampshire | 54515 | GEN1 | Seven Hills New Hampshire | Petroleum Liquids | 42.9717 | -71.8727 | 0.7
2025-09 | ISNE | Seven Hills New Hampshire | 54515 | GEN2 | Seven Hills New Hampshire | Petroleum Liquids | 42.9717 | -71.8727 | 0.7
2025-09 | ISNE | Seven Hills New Hampshire | 54515 | GEN3 | Seven Hills New Hampshire | Petroleum Liquids | 42.9717 | -71.8727 | 0.7
2025-09 | CISO | Sierra Pacific Sonora | 54517 | GEN3 | Sierra Pacific Industries | Wood/Wood Waste Biomass | 37.9664 | -120.3178 | 7.5
2025-09 | MISO | Formosa Plastics | 54518 | GT2 | Formosa Plastics Corp | Natural Gas Fired Combustion Turbine | 30.4992 | -91.1872 | 38
2025-09 | MISO | Formosa Plastics | 54518 | GT3 | Formosa Plastics Corp | Natural Gas Fired Combustion Turbine | 30.4992 | -91.1872 | 38.8
2025-09 | MISO | Formosa Plastics | 54518 | ST1 | Formosa Plastics Corp | Natural Gas Steam Turbine | 30.4992 | -91.1872 | 12
2025-09 | MISO | Formosa Plastics | 54518 | ST2 | Formosa Plastics Corp | Natural Gas Steam Turbine | 30.4992 | -91.1872 | 12
2025-09 | ERCO | Village Creek Water Reclamation Facility | 54520 | SD1 | Ft Worth City of | Natural Gas Internal Combustion Engine | 32.7751 | -97.1421 | 0.9
2025-09 | ERCO | Village Creek Water Reclamation Facility | 54520 | SD2 | Ft Worth City of | Natural Gas Internal Combustion Engine | 32.7751 | -97.1421 | 0.9
2025-09 | ERCO | Village Creek Water Reclamation Facility | 54520 | TG1 | Ft Worth City of | Natural Gas Fired Combustion Turbine | 32.7751 | -97.1421 | 5.3
2025-09 | ERCO | Village Creek Water Reclamation Facility | 54520 | TG2 | Ft Worth City of | Natural Gas Fired Combustion Turbine | 32.7751 | -97.1421 | 5.3
2025-09 | PJM | Hoffer Plastics | 54523 | GEN1 | Hoffer Plastics | Natural Gas Internal Combustion Engine | 41.9989 | -88.3022 | 0.8
2025-09 | PJM | Hoffer Plastics | 54523 | GEN2 | Hoffer Plastics | Natural Gas Internal Combustion Engine | 41.9989 | -88.3022 | 0.8
2025-09 | PJM | Hoffer Plastics | 54523 | GEN3 | Hoffer Plastics | Natural Gas Internal Combustion Engine | 41.9989 | -88.3022 | 0.8
2025-09 | PJM | Hoffer Plastics | 54523 | GEN4 | Hoffer Plastics | Natural Gas Internal Combustion Engine | 41.9989 | -88.3022 | 0.8
2025-09 | PJM | Hoffer Plastics | 54523 | GEN5 | Hoffer Plastics | Natural Gas Internal Combustion Engine | 41.9989 | -88.3022 | 0.8
2025-09 | PJM | Hoffer Plastics | 54523 | GEN6 | Hoffer Plastics | Natural Gas Internal Combustion Engine | 41.9989 | -88.3022 | 0.8
2025-09 | PJM | Hoffer Plastics | 54523 | GEN7 | Hoffer Plastics | Natural Gas Internal Combustion Engine | 41.9989 | -88.3022 | 0.8
2025-09 | PJM | Hoffer Plastics | 54523 | GEN8 | Hoffer Plastics | Natural Gas Internal Combustion Engine | 41.9989 | -88.3022 | 0.8
2025-09 | PJM | Hoffer Plastics | 54523 | GEN9 | Hoffer Plastics | Natural Gas Internal Combustion Engine | 41.9989 | -88.3022 | 0.8
2025-09 | MISO | Southern Minnesota Beet Sugar | 54533 | 0001 | Southern Minnesota Beet Sugar | Conventional Steam Coal | 44.7964 | -95.1798 | 7.5
2025-09 | MISO | Sumpter Energy Associates | 54536 | 0202 | NextEra Renewable Fuels, LLC | Landfill Gas | 42.1057 | -83.4988 | 0.8
2025-09 | MISO | Sumpter Energy Associates | 54536 | 0203 | NextEra Renewable Fuels, LLC | Landfill Gas | 42.1057 | -83.4988 | 0.8
2025-09 | MISO | Sumpter Energy Associates | 54536 | 0204 | NextEra Renewable Fuels, LLC | Landfill Gas | 42.1057 | -83.4988 | 0.8
2025-09 | MISO | Sumpter Energy Associates | 54536 | 0205 | NextEra Renewable Fuels, LLC | Landfill Gas | 42.1057 | -83.4988 | 0.8
2025-09 | MISO | Sumpter Energy Associates | 54536 | 0386 | NextEra Renewable Fuels, LLC | Landfill Gas | 42.1057 | -83.4988 | 0.8
2025-09 | MISO | Sumpter Energy Associates | 54536 | 0388 | NextEra Renewable Fuels, LLC | Landfill Gas | 42.1057 | -83.4988 | 0.8
2025-09 | MISO | Sumpter Energy Associates | 54536 | 0389 | NextEra Renewable Fuels, LLC | Landfill Gas | 42.1057 | -83.4988 | 0.8
2025-09 | MISO | Sumpter Energy Associates | 54536 | 0392 | NextEra Renewable Fuels, LLC | Landfill Gas | 42.1057 | -83.4988 | 0.8
2025-09 | MISO | Sumpter Energy Associates | 54536 | 0435 | NextEra Renewable Fuels, LLC | Landfill Gas | 42.1057 | -83.4988 | 0.8
2025-09 | MISO | Sumpter Energy Associates | 54536 | 0437 | NextEra Renewable Fuels, LLC | Landfill Gas | 42.1057 | -83.4988 | 0.8
2025-09 | MISO | Sumpter Energy Associates | 54536 | 0440 | NextEra Renewable Fuels, LLC | Landfill Gas | 42.1057 | -83.4988 | 0.8
2025-09 | MISO | Sumpter Energy Associates | 54536 | 0447 | NextEra Renewable Fuels, LLC | Landfill Gas | 42.1057 | -83.4988 | 0.8
2025-09 | MISO | Sumpter Energy Associates | 54536 | 0464 | NextEra Renewable Fuels, LLC | Landfill Gas | 42.1057 | -83.4988 | 0.8
2025-09 | MISO | Sumpter Energy Associates | 54536 | 0467 | NextEra Renewable Fuels, LLC | Landfill Gas | 42.1057 | -83.4988 | 0.8
2025-09 | MISO | Venice Resources Gas Recovery | 54539 | GEN1 | WM Renewable Energy LLC | Landfill Gas | 42.985 | -83.9764 | 0.8
2025-09 | MISO | Venice Resources Gas Recovery | 54539 | GEN2 | WM Renewable Energy LLC | Landfill Gas | 42.985 | -83.9764 | 0.8
2025-09 | PJM | Charter Dura-Bar | 54540 | 1A | Wells Manufacturing Co | Natural Gas Internal Combustion Engine | 42.2891 | -88.413 | 1
2025-09 | PJM | Charter Dura-Bar | 54540 | 1B | Wells Manufacturing Co | Natural Gas Internal Combustion Engine | 42.2891 | -88.413 | 1
2025-09 | PJM | Charter Dura-Bar | 54540 | 2A | Wells Manufacturing Co | Natural Gas Internal Combustion Engine | 42.2891 | -88.413 | 1
2025-09 | PJM | Charter Dura-Bar | 54540 | 2B | Wells Manufacturing Co | Natural Gas Internal Combustion Engine | 42.2891 | -88.413 | 1
2025-09 | PJM | Charter Dura-Bar | 54540 | 3A | Wells Manufacturing Co | Natural Gas Internal Combustion Engine | 42.2891 | -88.413 | 1
2025-09 | PJM | Charter Dura-Bar | 54540 | 3B | Wells Manufacturing Co | Natural Gas Internal Combustion Engine | 42.2891 | -88.413 | 1
2025-09 | NYIS | Sithe Independence Station | 54547 | 1 | Sithe/Independence LLC | Natural Gas Fired Combined Cycle | 43.495 | -76.4511 | 184
2025-09 | NYIS | Sithe Independence Station | 54547 | 2 | Sithe/Independence LLC | Natural Gas Fired Combined Cycle | 43.495 | -76.4511 | 184
2025-09 | NYIS | Sithe Independence Station | 54547 | 3 | Sithe/Independence LLC | Natural Gas Fired Combined Cycle | 43.495 | -76.4511 | 184
2025-09 | NYIS | Sithe Independence Station | 54547 | 4 | Sithe/Independence LLC | Natural Gas Fired Combined Cycle | 43.495 | -76.4511 | 184
2025-09 | NYIS | Sithe Independence Station | 54547 | 5 | Sithe/Independence LLC | Natural Gas Fired Combined Cycle | 43.495 | -76.4511 | 210.9
2025-09 | NYIS | Sithe Independence Station | 54547 | 6 | Sithe/Independence LLC | Natural Gas Fired Combined Cycle | 43.495 | -76.4511 | 210.9
2025-09 | NYIS | Longfalls Facility | 54548 | 1 | Ampersand Long Falls Hydro, LLC | Conventional Hydroelectric | 43.9808 | -75.6247 | 3.3
2025-09 | CISO | Spicer Meadow Project | 54554 | GEN1 | Northern California Power Agny | Conventional Hydroelectric | 38.3914 | -120.0008 | 2.7
2025-09 | CISO | Spicer Meadow Project | 54554 | GEN2 | Northern California Power Agny | Conventional Hydroelectric | 38.3914 | -120.0008 | 2.7
2025-09 | CISO | Spicer Meadow Project | 54554 | GEN3 | Northern California Power Agny | Conventional Hydroelectric | 38.3914 | -120.0008 | 0.5
2025-09 | CISO | Collierville Powerhouse | 54555 | GEN1 | Northern California Power Agny | Conventional Hydroelectric | 38.1446 | -120.3805 | 126.5
2025-09 | CISO | Collierville Powerhouse | 54555 | GEN2 | Northern California Power Agny | Conventional Hydroelectric | 38.1446 | -120.3805 | 126.5
2025-09 | PJM | Ingredion Incorporated | 54556 | TG03 | Ingredion Inc - Illinois | Natural Gas Fired Combustion Turbine | 41.7775 | -87.8233 | 4.8
2025-09 | PJM | Ingredion Incorporated | 54556 | TG04 | Ingredion Inc - Illinois | Natural Gas Fired Combustion Turbine | 41.7775 | -87.8233 | 4.8
2025-09 | PJM | Ingredion Incorporated | 54556 | TGO1 | Ingredion Inc - Illinois | Natural Gas Steam Turbine | 41.7775 | -87.8233 | 22.5
2025-09 | PJM | Ingredion Incorporated | 54556 | TGO2 | Ingredion Inc - Illinois | Natural Gas Steam Turbine | 41.7775 | -87.8233 | 22.5
2025-09 | CISO | MM Yolo Power | 54567 | 1 | Yolo County Community Services Department | Landfill Gas | 38.5963 | -121.6875 | 0.6
2025-09 | CISO | MM Yolo Power | 54567 | 2 | Yolo County Community Services Department | Landfill Gas | 38.5963 | -121.6875 | 0.6
2025-09 | CISO | MM Yolo Power | 54567 | 3 | Yolo County Community Services Department | Landfill Gas | 38.5963 | -121.6875 | 0.6
2025-09 | CISO | MM Yolo Power | 54567 | 4 | Yolo County Community Services Department | Landfill Gas | 38.5963 | -121.6875 | 0.9
2025-09 | CISO | MM Yolo Power | 54567 | 5 | Yolo County Community Services Department | Landfill Gas | 38.5963 | -121.6875 | 0.9
2025-09 | PJM | Bayville Central Facility | 54569 | COG1 | Ocean County Utilities Auth | Other Waste Biomass | 39.9094 | -74.178 | 0.3
2025-09 | PJM | Bayville Central Facility | 54569 | COG2 | Ocean County Utilities Auth | Other Waste Biomass | 39.9094 | -74.178 | 0.3
2025-09 | PJM | Bayville Central Facility | 54569 | COG3 | Ocean County Utilities Auth | Other Waste Biomass | 39.9094 | -74.178 | 0.3
2025-09 | PJM | Bayville Central Facility | 54569 | COG4 | Ocean County Utilities Auth | Petroleum Liquids | 39.9094 | -74.178 | 1.5
2025-09 | PJM | Bayville Central Facility | 54569 | COG5 | Ocean County Utilities Auth | Petroleum Liquids | 39.9094 | -74.178 | 1.5
2025-09 | PJM | Bayville Central Facility | 54569 | COG6 | Ocean County Utilities Auth | Petroleum Liquids | 39.9094 | -74.178 | 1.5
2025-09 | PJM | Bayville Central Facility | 54569 | COG7 | Ocean County Utilities Auth | Petroleum Liquids | 39.9094 | -74.178 | 1.5
2025-09 | PJM | Bayville Central Facility | 54569 | CPV1 | Ocean County Utilities Auth | Solar Photovoltaic | 39.9094 | -74.178 | 0.2
2025-09 | ISNE | Lochmere Hydroelectric Plant | 54572 | UNT1 | Eagle Creek Renewable Energy, LLC | Conventional Hydroelectric | 43.4732 | -71.5336 | 0.3
2025-09 | ISNE | Lochmere Hydroelectric Plant | 54572 | UNT2 | Eagle Creek Renewable Energy, LLC | Conventional Hydroelectric | 43.4732 | -71.5336 | 0.3
2025-09 | ISNE | Lochmere Hydroelectric Plant | 54572 | UNT3 | Eagle Creek Renewable Energy, LLC | Conventional Hydroelectric | 43.4732 | -71.5336 | 0.3
2025-09 | ISNE | Lochmere Hydroelectric Plant | 54572 | UNT4 | Eagle Creek Renewable Energy, LLC | Conventional Hydroelectric | 43.4732 | -71.5336 | 0.3
2025-09 | NYIS | Wappinger Falls Hydroelectric | 54573 | 1 | Windsor Machinery Co Inc | Conventional Hydroelectric | 41.5984 | -73.922 | 1
2025-09 | NYIS | Wappinger Falls Hydroelectric | 54573 | 2 | Windsor Machinery Co Inc | Conventional Hydroelectric | 41.5984 | -73.922 | 1
2025-09 | NYIS | Saranac Facility | 54574 | GEN1 | Saranac Power Partners LP | Natural Gas Fired Combined Cycle | 44.7132 | -73.4557 | 95.2
2025-09 | NYIS | Saranac Facility | 54574 | GEN2 | Saranac Power Partners LP | Natural Gas Fired Combined Cycle | 44.7132 | -73.4557 | 95.2
2025-09 | NYIS | Saranac Facility | 54574 | GEN3 | Saranac Power Partners LP | Natural Gas Fired Combined Cycle | 44.7132 | -73.4557 | 95.2
2025-09 | NYIS | Curtis Palmer Hydroelectric | 54580 | C1 | Palmer Hydroelectric | Conventional Hydroelectric | 43.2469 | -73.8281 | 2.6
2025-09 | NYIS | Curtis Palmer Hydroelectric | 54580 | C2 | Palmer Hydroelectric | Conventional Hydroelectric | 43.2469 | -73.8281 | 2.6
2025-09 | NYIS | Curtis Palmer Hydroelectric | 54580 | C3 | Palmer Hydroelectric | Conventional Hydroelectric | 43.2469 | -73.8281 | 2.6
2025-09 | NYIS | Curtis Palmer Hydroelectric | 54580 | C4 | Palmer Hydroelectric | Conventional Hydroelectric | 43.2469 | -73.8281 | 1
2025-09 | NYIS | Curtis Palmer Hydroelectric | 54580 | C5 | Palmer Hydroelectric | Conventional Hydroelectric | 43.2469 | -73.8281 | 1
2025-09 | NYIS | Curtis Palmer Hydroelectric | 54580 | P1 | Palmer Hydroelectric | Conventional Hydroelectric | 43.2469 | -73.8281 | 24.6
2025-09 | NYIS | Curtis Palmer Hydroelectric | 54580 | P2 | Palmer Hydroelectric | Conventional Hydroelectric | 43.2469 | -73.8281 | 24.6
2025-09 | NYIS | Massena Energy Facility | 54592 | GEN1 | Power City Partners LP | Natural Gas Fired Combined Cycle | 44.9503 | -74.8928 | 66.5
2025-09 | NYIS | Massena Energy Facility | 54592 | GEN2 | Power City Partners LP | Natural Gas Fired Combined Cycle | 44.9503 | -74.8928 | 35.6
2025-09 | NYIS | Massena Energy Facility | 54592 | IC | Power City Partners LP | Petroleum Liquids | 44.9503 | -74.8928 | 2
2025-09 | NYIS | Batavia Power Plant | 54593 | GEN1 | Seneca Power Partners LP | Natural Gas Fired Combined Cycle | 42.9828 | -78.1592 | 47.7
2025-09 | NYIS | Batavia Power Plant | 54593 | GEN2 | Seneca Power Partners LP | Natural Gas Fired Combined Cycle | 42.9828 | -78.1592 | 18.5
2025-09 | NYIS | Batavia Power Plant | 54593 | GEN3 | Seneca Power Partners LP | Petroleum Liquids | 42.9828 | -78.1592 | 1.1
2025-09 | MISO | Warner Lambert | 54604 | 016E | University of Michigan NCampus Research | Petroleum Liquids | 42.2993 | -83.7053 | 1
2025-09 | MISO | Warner Lambert | 54604 | 0550 | University of Michigan NCampus Research | Petroleum Liquids | 42.2993 | -83.7053 | 1.5
2025-09 | MISO | Warner Lambert | 54604 | 085-1 | University of Michigan NCampus Research | Petroleum Liquids | 42.2993 | -83.7053 | 2.3
2025-09 | MISO | Warner Lambert | 54604 | 085-2 | University of Michigan NCampus Research | Petroleum Liquids | 42.2993 | -83.7053 | 2.3
2025-09 | MISO | Warner Lambert | 54604 | 5164 | University of Michigan NCampus Research | Natural Gas Fired Combustion Turbine | 42.2993 | -83.7053 | 3
2025-09 | MISO | Warner Lambert | 54604 | 800-1 | University of Michigan NCampus Research | Petroleum Liquids | 42.2993 | -83.7053 | 2.3
2025-09 | ISNE | Pratt & Whitney | 54605 | FT-8 | United Technologies | Natural Gas Fired Combustion Turbine | 41.7483 | -72.6367 | 25.8
2025-09 | ISNE | NE Renewable Fitchburg, LLC | 54620 | NO-1 | NE Renewable Fitchburg, LLC | Wood/Wood Waste Biomass | 42.5428 | -71.8528 | 18
2025-09 | PJM | Reworld Plymouth LLC | 54625 | TGI | Reworld Waste LLC | Municipal Solid Waste | 40.0967 | -75.3103 | 32.1
2025-09 | PJM | St Nicholas Cogen Project | 54634 | SNCP | Schuylkill Energy Resource Inc | Conventional Steam Coal | 40.8222 | -76.1736 | 99.2
2025-09 | MISO | JCO Oxides Olefins Plant | 54637 | GCG1 | Indorama Ventures | Natural Gas Fired Combustion Turbine | 29.9635 | -93.9297 | 36.9
2025-09 | MISO | JCO Oxides Olefins Plant | 54637 | GCG2 | Indorama Ventures | Natural Gas Fired Combustion Turbine | 29.9635 | -93.9297 | 36.9
2025-09 | PJM | Johnsonburg Mill | 54638 | PT1 | Domtar LLC | Wood/Wood Waste Biomass | 41.4915 | -78.6758 | 54
2025-09 | ISNE | Berlin Gorham | 54639 | BESS1 | Great Lakes Hydro America LLC | Batteries | 44.3889 | -71.1645 | 14
2025-09 | ISNE | Berlin Gorham | 54639 | CAS1 | Great Lakes Hydro America LLC | Conventional Hydroelectric | 44.3889 | -71.1645 | 2.4
2025-09 | ISNE | Berlin Gorham | 54639 | CAS2 | Great Lakes Hydro America LLC | Conventional Hydroelectric | 44.3889 | -71.1645 | 2.4
2025-09 | ISNE | Berlin Gorham | 54639 | CAS3 | Great Lakes Hydro America LLC | Conventional Hydroelectric | 44.3889 | -71.1645 | 3.1
2025-09 | ISNE | Berlin Gorham | 54639 | GOR1 | Great Lakes Hydro America LLC | Conventional Hydroelectric | 44.3889 | -71.1645 | 1.2
2025-09 | ISNE | Berlin Gorham | 54639 | GOR2 | Great Lakes Hydro America LLC | Conventional Hydroelectric | 44.3889 | -71.1645 | 1.2
2025-09 | ISNE | Berlin Gorham | 54639 | GOR3 | Great Lakes Hydro America LLC | Conventional Hydroelectric | 44.3889 | -71.1645 | 1.2
2025-09 | ISNE | Berlin Gorham | 54639 | GOR4 | Great Lakes Hydro America LLC | Conventional Hydroelectric | 44.3889 | -71.1645 | 1.2
2025-09 | ISNE | Berlin Gorham | 54639 | RS1 | Great Lakes Hydro America LLC | Conventional Hydroelectric | 44.3889 | -71.1645 | 3.8
2025-09 | ISNE | Berlin Gorham | 54639 | RS3 | Great Lakes Hydro America LLC | Conventional Hydroelectric | 44.3889 | -71.1645 | 4.1
2025-09 | ISNE | Berlin Gorham | 54639 | SH2 | Great Lakes Hydro America LLC | Conventional Hydroelectric | 44.3889 | -71.1645 | 0.9
2025-09 | ISNE | Berlin Gorham | 54639 | SHL1 | Great Lakes Hydro America LLC | Conventional Hydroelectric | 44.3889 | -71.1645 | 0.9
2025-09 | ISNE | Berlin Gorham | 54639 | SHL3 | Great Lakes Hydro America LLC | Conventional Hydroelectric | 44.3889 | -71.1645 | 1.8
2025-09 | ISNE | Berlin Gorham | 54639 | SM1 | Great Lakes Hydro America LLC | Conventional Hydroelectric | 44.3889 | -71.1645 | 0.8
2025-09 | ISNE | Berlin Gorham | 54639 | SM2 | Great Lakes Hydro America LLC | Conventional Hydroelectric | 44.3889 | -71.1645 | 0.8
2025-09 | ISNE | Berlin Gorham | 54639 | SM3 | Great Lakes Hydro America LLC | Conventional Hydroelectric | 44.3889 | -71.1645 | 0.7
2025-09 | ISNE | Berlin Gorham | 54639 | SM4 | Great Lakes Hydro America LLC | Conventional Hydroelectric | 44.3889 | -71.1645 | 0.8
2025-09 | ISNE | Berlin Gorham | 54639 | XP1 | Great Lakes Hydro America LLC | Conventional Hydroelectric | 44.3889 | -71.1645 | 0.6
2025-09 | ISNE | Berlin Gorham | 54639 | XP2 | Great Lakes Hydro America LLC | Conventional Hydroelectric | 44.3889 | -71.1645 | 0.6
2025-09 | ISNE | Berlin Gorham | 54639 | XP3 | Great Lakes Hydro America LLC | Conventional Hydroelectric | 44.3889 | -71.1645 | 0.6
2025-09 | ISNE | Berlin Gorham | 54639 | XP4 | Great Lakes Hydro America LLC | Conventional Hydroelectric | 44.3889 | -71.1645 | 0.5
2025-09 | ISNE | Berlin Gorham | 54639 | XP5 | Great Lakes Hydro America LLC | Conventional Hydroelectric | 44.3889 | -71.1645 | 0.7
2025-09 | PJM | NAEA Lakewood LLC | 54640 | GEN1 | Essential Power Operating Company, LLC | Natural Gas Fired Combined Cycle | 40.0613 | -74.1686 | 77.9
2025-09 | PJM | NAEA Lakewood LLC | 54640 | GEN2 | Essential Power Operating Company, LLC | Natural Gas Fired Combined Cycle | 40.0613 | -74.1686 | 77.9
2025-09 | PJM | NAEA Lakewood LLC | 54640 | GEN3 | Essential Power Operating Company, LLC | Natural Gas Fired Combined Cycle | 40.0613 | -74.1686 | 81
2025-09 | CISO | TPC Windfarms LLC | 54647 | EXIS | Terra-Gen Operating Co-Wind | Onshore Wind Turbine | 35.05 | -118.2572 | 28.7
2025-09 | PJM | Schoolfield Dam | 54655 | SCH1 | Eagle Creek Renewable Energy, LLC | Conventional Hydroelectric | 36.5768 | -79.4325 | 1.5
2025-09 | PJM | Schoolfield Dam | 54655 | SCH2 | Eagle Creek Renewable Energy, LLC | Conventional Hydroelectric | 36.5768 | -79.4325 | 1.5
2025-09 | PJM | Schoolfield Dam | 54655 | SCH3 | Eagle Creek Renewable Energy, LLC | Conventional Hydroelectric | 36.5768 | -79.4325 | 1.5
2025-09 | MISO | Pheasant Run Landfill Gas Recovery | 54661 | GE10 | WM Renewable Energy LLC | Landfill Gas | 42.5825 | -88.0436 | 0.8
2025-09 | MISO | Pheasant Run Landfill Gas Recovery | 54661 | GE11 | WM Renewable Energy LLC | Landfill Gas | 42.5825 | -88.0436 | 0.8
2025-09 | MISO | Pheasant Run Landfill Gas Recovery | 54661 | GEN1 | WM Renewable Energy LLC | Landfill Gas | 42.5825 | -88.0436 | 0.8
2025-09 | MISO | Pheasant Run Landfill Gas Recovery | 54661 | GEN4 | WM Renewable Energy LLC | Landfill Gas | 42.5825 | -88.0436 | 0.8
2025-09 | MISO | Pheasant Run Landfill Gas Recovery | 54661 | GEN5 | WM Renewable Energy LLC | Landfill Gas | 42.5825 | -88.0436 | 0.8
2025-09 | MISO | Pheasant Run Landfill Gas Recovery | 54661 | GEN6 | WM Renewable Energy LLC | Landfill Gas | 42.5825 | -88.0436 | 0.8
2025-09 | MISO | Pheasant Run Landfill Gas Recovery | 54661 | GEN7 | WM Renewable Energy LLC | Landfill Gas | 42.5825 | -88.0436 | 0.8
2025-09 | MISO | Pheasant Run Landfill Gas Recovery | 54661 | GEN8 | WM Renewable Energy LLC | Landfill Gas | 42.5825 | -88.0436 | 0.8
2025-09 | MISO | Pheasant Run Landfill Gas Recovery | 54661 | GEN9 | WM Renewable Energy LLC | Landfill Gas | 42.5825 | -88.0436 | 0.8
2025-09 | PJM | Woodland Landfill Gas Recovery | 54662 | GEN3 | WM Illinois Renewable Energy LLC | Landfill Gas | 41.981 | -88.2745 | 1.6
2025-09 | PJM | Woodland Landfill Gas Recovery | 54662 | GEN4 | WM Illinois Renewable Energy LLC | Landfill Gas | 41.981 | -88.2745 | 1.6
2025-09 | ISNE | Turnkey Landfill Gas Recovery | 54663 | GEN1 | WM Renewable Energy LLC | Landfill Gas | 43.2416 | -70.9664 | 0.8
2025-09 | ISNE | Turnkey Landfill Gas Recovery | 54663 | GEN2 | WM Renewable Energy LLC | Landfill Gas | 43.2416 | -70.9664 | 0.8
2025-09 | ISNE | Turnkey Landfill Gas Recovery | 54663 | GEN3 | WM Renewable Energy LLC | Landfill Gas | 43.2416 | -70.9664 | 0.8
2025-09 | ISNE | Turnkey Landfill Gas Recovery | 54663 | GEN4 | WM Renewable Energy LLC | Landfill Gas | 43.2416 | -70.9664 | 0.8
2025-09 | ISNE | Turnkey Landfill Gas Recovery | 54663 | GEN5 | WM Renewable Energy LLC | Landfill Gas | 43.2416 | -70.9664 | 3
2025-09 | ISNE | Turnkey Landfill Gas Recovery | 54663 | GEN6 | WM Renewable Energy LLC | Landfill Gas | 43.2416 | -70.9664 | 3
2025-09 | ERCO | Oyster Creek Unit VIII | 54676 | G81 | Dow Chemical Company-Oyster Creek VIII | Natural Gas Fired Combined Cycle | 28.9802 | -95.342 | 99
2025-09 | ERCO | Oyster Creek Unit VIII | 54676 | G82 | Dow Chemical Company-Oyster Creek VIII | Natural Gas Fired Combined Cycle | 28.9802 | -95.342 | 99
2025-09 | ERCO | Oyster Creek Unit VIII | 54676 | G83 | Dow Chemical Company-Oyster Creek VIII | Natural Gas Fired Combined Cycle | 28.9802 | -95.342 | 99
2025-09 | ERCO | Oyster Creek Unit VIII | 54676 | G84 | Dow Chemical Company-Oyster Creek VIII | Natural Gas Fired Combined Cycle | 28.9802 | -95.342 | 200.9
2025-09 | MISO | Sidney A Murray Jr Hydroelectric | 54678 | 01 | First National Bank-Commerce | Conventional Hydroelectric | 31.088 | -91.6189 | 24
2025-09 | MISO | Sidney A Murray Jr Hydroelectric | 54678 | 02 | First National Bank-Commerce | Conventional Hydroelectric | 31.088 | -91.6189 | 24
2025-09 | MISO | Sidney A Murray Jr Hydroelectric | 54678 | 03 | First National Bank-Commerce | Conventional Hydroelectric | 31.088 | -91.6189 | 24
2025-09 | MISO | Sidney A Murray Jr Hydroelectric | 54678 | 04 | First National Bank-Commerce | Conventional Hydroelectric | 31.088 | -91.6189 | 24
2025-09 | MISO | Sidney A Murray Jr Hydroelectric | 54678 | 05 | First National Bank-Commerce | Conventional Hydroelectric | 31.088 | -91.6189 | 24
2025-09 | MISO | Sidney A Murray Jr Hydroelectric | 54678 | 06 | First National Bank-Commerce | Conventional Hydroelectric | 31.088 | -91.6189 | 24
2025-09 | MISO | Sidney A Murray Jr Hydroelectric | 54678 | 07 | First National Bank-Commerce | Conventional Hydroelectric | 31.088 | -91.6189 | 24
2025-09 | MISO | Sidney A Murray Jr Hydroelectric | 54678 | 08 | First National Bank-Commerce | Conventional Hydroelectric | 31.088 | -91.6189 | 24
2025-09 | CISO | Difwind Farms Ltd VI | 54686 | EXIS | Terra-Gen Operating Co-Wind | Onshore Wind Turbine | 35.0506 | -118.1714 | 27.1
2025-09 | ISNE | Thundermist Hydro | 54688 | HYD1 | City of Woonsocket | Conventional Hydroelectric | 41.999 | -71.5174 | 1.2
2025-09 | NYIS | Lower Beaver Falls Project | 54691 | 2G | Eagle Creek Renewable Energy, LLC | Conventional Hydroelectric | 43.8844 | -75.4306 | 0.5
2025-09 | NYIS | Lower Beaver Falls Project | 54691 | 3G | Eagle Creek Renewable Energy, LLC | Conventional Hydroelectric | 43.8844 | -75.4306 | 0.5
2025-09 | MISO | Metro Methane Recovery Facility | 54700 | GEN1 | WM Renewable Energy LLC | Landfill Gas | 41.5989 | -93.355 | 0.8
2025-09 | MISO | Metro Methane Recovery Facility | 54700 | GEN10 | WM Renewable Energy LLC | Landfill Gas | 41.5989 | -93.355 | 1.6
2025-09 | MISO | Metro Methane Recovery Facility | 54700 | GEN11 | WM Renewable Energy LLC | Landfill Gas | 41.5989 | -93.355 | 1.6
2025-09 | MISO | Metro Methane Recovery Facility | 54700 | GEN12 | WM Renewable Energy LLC | Landfill Gas | 41.5989 | -93.355 | 1.6
2025-09 | MISO | Metro Methane Recovery Facility | 54700 | GEN2 | WM Renewable Energy LLC | Landfill Gas | 41.5989 | -93.355 | 0.8
2025-09 | MISO | Metro Methane Recovery Facility | 54700 | GEN3 | WM Renewable Energy LLC | Landfill Gas | 41.5989 | -93.355 | 0.8
2025-09 | MISO | Metro Methane Recovery Facility | 54700 | GEN4 | WM Renewable Energy LLC | Landfill Gas | 41.5989 | -93.355 | 0.8
2025-09 | MISO | Metro Methane Recovery Facility | 54700 | GEN5 | WM Renewable Energy LLC | Landfill Gas | 41.5989 | -93.355 | 0.8
2025-09 | MISO | Metro Methane Recovery Facility | 54700 | GEN6 | WM Renewable Energy LLC | Landfill Gas | 41.5989 | -93.355 | 0.8
2025-09 | MISO | Metro Methane Recovery Facility | 54700 | GEN7 | WM Renewable Energy LLC | Landfill Gas | 41.5989 | -93.355 | 0.8
2025-09 | MISO | Metro Methane Recovery Facility | 54700 | GEN8 | WM Renewable Energy LLC | Landfill Gas | 41.5989 | -93.355 | 0.8
2025-09 | MISO | Alliant SBD 9205 A Y McDonald | 54710 | 0001 | Industrial Energy Applications Inc | Petroleum Liquids | 42.4906 | -90.745 | 1.5
2025-09 | MISO | Alliant SBD 9205 A Y McDonald | 54710 | 0002 | Industrial Energy Applications Inc | Petroleum Liquids | 42.4906 | -90.745 | 1.6
2025-09 | MISO | Alliant SBD 9205 A Y McDonald | 54710 | 0003 | Industrial Energy Applications Inc | Petroleum Liquids | 42.4906 | -90.745 | 0.5
2025-09 | MISO | Alliant SBD 9201 Norplex | 54712 | 0002 | Industrial Energy Applications Inc | Petroleum Liquids | 43.0906 | -91.5542 | 1
2025-09 | MISO | Alliant SBD 9201 Norplex | 54712 | 0044 | Industrial Energy Applications Inc | Petroleum Liquids | 43.0906 | -91.5542 | 1.1
2025-09 | MISO | Alliant SBD 9107 JBS USA | 54715 | 2665 | Industrial Energy Applications Inc | Petroleum Liquids | 42.056 | -92.8971 | 1.6
2025-09 | MISO | Alliant SBD 9107 JBS USA | 54715 | 2688 | Industrial Energy Applications Inc | Petroleum Liquids | 42.056 | -92.8971 | 1.6
2025-09 | MISO | Alliant SBD 9107 JBS USA | 54715 | 2689 | Industrial Energy Applications Inc | Petroleum Liquids | 42.056 | -92.8971 | 1.6
2025-09 | MISO | Alliant SBD 9107 JBS USA | 54715 | 4644 | Industrial Energy Applications Inc | Petroleum Liquids | 42.056 | -92.8971 | 1.6
2025-09 | MISO | Alliant SBD 9107 JBS USA | 54715 | 4658 | Industrial Energy Applications Inc | Petroleum Liquids | 42.056 | -92.8971 | 1.6
2025-09 | MISO | Alliant SBD 9107 JBS USA | 54715 | 4659 | Industrial Energy Applications Inc | Petroleum Liquids | 42.056 | -92.8971 | 1.6
2025-09 | MISO | Alliant SBD 9107 JBS USA | 54715 | 4660 | Industrial Energy Applications Inc | Petroleum Liquids | 42.056 | -92.8971 | 1.8
2025-09 | MISO | Alliant SBD 8602 Marion Sub | 54716 | 1536 | Industrial Energy Applications Inc | Petroleum Liquids | 42.0289 | -91.5975 | 1.5
2025-09 | MISO | Alliant SBD 8602 Marion Sub | 54716 | 2734 | Industrial Energy Applications Inc | Petroleum Liquids | 42.0289 | -91.5975 | 1.5
2025-09 | MISO | Alliant SBD 8602 Marion Sub | 54716 | 2741 | Industrial Energy Applications Inc | Petroleum Liquids | 42.0289 | -91.5975 | 1.1
2025-09 | MISO | Alliant SBD 8602 Marion Sub | 54716 | 2785 | Industrial Energy Applications Inc | Petroleum Liquids | 42.0289 | -91.5975 | 1.5
2025-09 | MISO | Alliant SBD 9106 Rockwell CR | 54717 | 2671 | Industrial Energy Applications Inc | Petroleum Liquids | 42.0356 | -91.6458 | 1.6
2025-09 | MISO | Alliant SBD 9106 Rockwell CR | 54717 | 2672 | Industrial Energy Applications Inc | Petroleum Liquids | 42.0356 | -91.6458 | 1.6
2025-09 | MISO | Alliant SBD 9106 Rockwell CR | 54717 | 2675 | Industrial Energy Applications Inc | Petroleum Liquids | 42.0356 | -91.6458 | 1.6
2025-09 | MISO | Alliant SBD 9106 Rockwell CR | 54717 | 2678 | Industrial Energy Applications Inc | Petroleum Liquids | 42.0356 | -91.6458 | 1.6
2025-09 | MISO | Alliant SBD 9106 Rockwell CR | 54717 | 2679 | Industrial Energy Applications Inc | Petroleum Liquids | 42.0356 | -91.6458 | 1.6
2025-09 | MISO | Alliant SBD 9106 Rockwell CR | 54717 | 2682 | Industrial Energy Applications Inc | Petroleum Liquids | 42.0356 | -91.6458 | 1.6
2025-09 | MISO | Alliant SBD 9106 Rockwell CR | 54717 | 2683 | Industrial Energy Applications Inc | Petroleum Liquids | 42.0356 | -91.6458 | 1.6
2025-09 | MISO | Alliant SBD 9106 Rockwell CR | 54717 | 2684 | Industrial Energy Applications Inc | Petroleum Liquids | 42.0356 | -91.6458 | 1.6
2025-09 | MISO | Alliant SBD 9106 Rockwell CR | 54717 | 2685 | Industrial Energy Applications Inc | Petroleum Liquids | 42.0356 | -91.6458 | 1.6
2025-09 | MISO | Alliant SBD 9106 Rockwell CR | 54717 | 2690 | Industrial Energy Applications Inc | Petroleum Liquids | 42.0356 | -91.6458 | 1.6
2025-09 | MISO | Alliant SBD 9206 Donaldson | 54718 | 4632 | Industrial Energy Applications Inc | Petroleum Liquids | 43.3744 | -92.1331 | 1.6
2025-09 | MISO | Alliant SBD 9203 Profol | 54719 | 6916 | American Profol Incorporated | Petroleum Liquids | 41.935 | -91.6361 | 1.8
2025-09 | MISO | Alliant SBD 9203 Profol | 54719 | 6917 | American Profol Incorporated | Petroleum Liquids | 41.935 | -91.6361 | 1.8
2025-09 | MISO | Alliant SBD 9203 Profol | 54719 | 6918 | American Profol Incorporated | Petroleum Liquids | 41.935 | -91.6361 | 2
2025-09 | PJM | I 95 Landfill Phase II | 54723 | UNT1 | NextEra Renewable Fuels, LLC | Landfill Gas | 38.6892 | -77.2375 | 0.8
2025-09 | PJM | I 95 Landfill Phase II | 54723 | UNT2 | NextEra Renewable Fuels, LLC | Landfill Gas | 38.6892 | -77.2375 | 0.8
2025-09 | PJM | I 95 Landfill Phase II | 54723 | UNT3 | NextEra Renewable Fuels, LLC | Landfill Gas | 38.6892 | -77.2375 | 0.8
2025-09 | PJM | I 95 Landfill Phase II | 54723 | UNT4 | NextEra Renewable Fuels, LLC | Landfill Gas | 38.6892 | -77.2375 | 0.8
2025-09 | MISO | Hendricks Regional Health | 54731 | GE06 | Hendricks Regional Health | Petroleum Liquids | 39.7615 | -86.5016 | 1
2025-09 | MISO | Hendricks Regional Health | 54731 | GEO4 | Hendricks Regional Health | Petroleum Liquids | 39.7615 | -86.5016 | 1
2025-09 | MISO | Hendricks Regional Health | 54731 | GEO5 | Hendricks Regional Health | Petroleum Liquids | 39.7615 | -86.5016 | 1
2025-09 | MISO | Alliant SBD 9301 Prairie Farms | 54735 | 0079 | Industrial Energy Applications Inc | Petroleum Liquids | 42.53 | -90.6847 | 1.8
2025-09 | MISO | Alliant SBD 9301 Prairie Farms | 54735 | 0080 | Industrial Energy Applications Inc | Petroleum Liquids | 42.53 | -90.6847 | 1.1
2025-09 | MISO | Alliant SBD 9301 Prairie Farms | 54735 | 0081 | Industrial Energy Applications Inc | Petroleum Liquids | 42.53 | -90.6847 | 0.6
2025-09 | PJM | Wheelabrator Falls | 54746 | WFI1 | Wheelabrator Environmental Systems | Municipal Solid Waste | 40.1626 | -74.7682 | 53.3
2025-09 | CISO | Goal Line LP | 54749 | CTG | Goal Line LP | Natural Gas Fired Combined Cycle | 33.1185 | -117.0995 | 41.2
2025-09 | CISO | Goal Line LP | 54749 | STG | Goal Line LP | Natural Gas Fired Combined Cycle | 33.1185 | -117.0995 | 10.2
2025-09 | CISO | Coram Tehachapi | 54750 | VW1 | Nextera Energy Resources | Onshore Wind Turbine | 35.0663 | -118.3394 | 6.5
2025-09 | MISO | Genesee Power Station LP | 54751 | GEN1 | NorthStar Clean Energy | Wood/Wood Waste Biomass | 43.0851 | -83.6694 | 39.5
2025-09 | MISO | Coopersville | 54756 | 3-1 | Energy Developments, Inc d/b/a EDL | Landfill Gas | 43.0473 | -85.9562 | 0.8
2025-09 | MISO | Coopersville | 54756 | 3-2 | Energy Developments, Inc d/b/a EDL | Landfill Gas | 43.0473 | -85.9562 | 0.8
2025-09 | MISO | Coopersville | 54756 | 3-3 | Energy Developments, Inc d/b/a EDL | Landfill Gas | 43.0473 | -85.9562 | 0.8
2025-09 | MISO | Coopersville | 54756 | 3-4 | Energy Developments, Inc d/b/a EDL | Landfill Gas | 43.0473 | -85.9562 | 0.8
2025-09 | MISO | Coopersville | 54756 | 3-5 | Energy Developments, Inc d/b/a EDL | Landfill Gas | 43.0473 | -85.9562 | 0.8
2025-09 | MISO | Coopersville | 54756 | 3-6 | Energy Developments, Inc d/b/a EDL | Landfill Gas | 43.0473 | -85.9562 | 0.8
2025-09 | MISO | Coopersville | 54756 | 3-7 | Energy Developments, Inc d/b/a EDL | Landfill Gas | 43.0473 | -85.9562 | 1.6
2025-09 | MISO | Grand Blanc Generating Station | 54757 | 4-1 | Energy Developments, Inc d/b/a EDL | Landfill Gas | 42.9088 | -83.7251 | 0.8
2025-09 | MISO | Grand Blanc Generating Station | 54757 | 4-2 | Energy Developments, Inc d/b/a EDL | Landfill Gas | 42.9088 | -83.7251 | 0.8
2025-09 | MISO | Grand Blanc Generating Station | 54757 | 4-3 | Energy Developments, Inc d/b/a EDL | Landfill Gas | 42.9088 | -83.7251 | 0.8
2025-09 | MISO | Grand Blanc Generating Station | 54757 | 4-4 | Energy Developments, Inc d/b/a EDL | Landfill Gas | 42.9088 | -83.7251 | 0.8
2025-09 | MISO | Grand Blanc Generating Station | 54757 | 4-5 | Energy Developments, Inc d/b/a EDL | Landfill Gas | 42.9088 | -83.7251 | 0.8
2025-09 | MISO | Grand Blanc Generating Station | 54757 | 4-7 | Energy Developments, Inc d/b/a EDL | Landfill Gas | 42.9088 | -83.7251 | 1.6
2025-09 | MISO | Grand Blanc Generating Station | 54757 | 4-8 | Energy Developments, Inc d/b/a EDL | Landfill Gas | 42.9088 | -83.7251 | 1.6
2025-09 | ISNE | Wheelabrator Lisbon | 54758 | GEN1 | Wheelabrator Environmental Systems | Municipal Solid Waste | 41.5844 | -72.0416 | 14.6
2025-09 | CISO | Live Oak Limited | 54768 | GEN1 | WCAC Operating Company | Natural Gas Fired Combustion Turbine | 35.4837 | -119.0298 | 46
2025-09 | NYIS | NYU Langone Hospital- Brooklyn | 54769 | GEN3 | NYU Langone Health | Petroleum Liquids | 40.6467 | -74.0211 | 1.5
2025-09 | NYIS | NYU Langone Hospital- Brooklyn | 54769 | GEN4 | NYU Langone Health | Petroleum Liquids | 40.6467 | -74.0211 | 1.5
2025-09 | NYIS | South Glens Falls Hydroelectric | 54772 | GEN1 | Boralex Hydro Operations Inc | Conventional Hydroelectric | 43.3044 | -73.6399 | 6.9
2025-09 | NYIS | South Glens Falls Hydroelectric | 54772 | GEN2 | Boralex Hydro Operations Inc | Conventional Hydroelectric | 43.3044 | -73.6399 | 6.9
2025-09 | MISO | University of Iowa Main Power Plant | 54775 | GEN10 | University of Iowa | Natural Gas Internal Combustion Engine | 41.6572 | -91.54 | 2
2025-09 | MISO | University of Iowa Main Power Plant | 54775 | GEN12 | University of Iowa | Natural Gas Steam Turbine | 41.6572 | -91.54 | 5.8
2025-09 | MISO | University of Iowa Main Power Plant | 54775 | GEN13 | University of Iowa | Natural Gas Steam Turbine | 41.6572 | -91.54 | 10
2025-09 | MISO | University of Iowa Main Power Plant | 54775 | GEN6 | University of Iowa | Natural Gas Steam Turbine | 41.6572 | -91.54 | 15
2025-09 | MISO | University of Iowa Main Power Plant | 54775 | GEN7 | University of Iowa | Natural Gas Internal Combustion Engine | 41.6572 | -91.54 | 2
2025-09 | MISO | University of Iowa Main Power Plant | 54775 | GEN8 | University of Iowa | Natural Gas Internal Combustion Engine | 41.6572 | -91.54 | 2
2025-09 | MISO | University of Iowa Main Power Plant | 54775 | GEN9 | University of Iowa | Natural Gas Internal Combustion Engine | 41.6572 | -91.54 | 2
2025-09 | MISO | University of Illinois Abbott Power Plt | 54780 | T1 | University of Illinois | Natural Gas Steam Turbine | 40.1052 | -88.2415 | 3
2025-09 | MISO | University of Illinois Abbott Power Plt | 54780 | T10 | University of Illinois | Natural Gas Steam Turbine | 40.1052 | -88.2415 | 7.8
2025-09 | MISO | University of Illinois Abbott Power Plt | 54780 | T11 | University of Illinois | Natural Gas Steam Turbine | 40.1052 | -88.2415 | 12.5
2025-09 | MISO | University of Illinois Abbott Power Plt | 54780 | T12 | University of Illinois | Natural Gas Steam Turbine | 40.1052 | -88.2415 | 7
2025-09 | MISO | University of Illinois Abbott Power Plt | 54780 | T2 | University of Illinois | Natural Gas Steam Turbine | 40.1052 | -88.2415 | 3
2025-09 | MISO | University of Illinois Abbott Power Plt | 54780 | T3 | University of Illinois | Natural Gas Steam Turbine | 40.1052 | -88.2415 | 3
2025-09 | MISO | University of Illinois Abbott Power Plt | 54780 | T4 | University of Illinois | Natural Gas Steam Turbine | 40.1052 | -88.2415 | 3
2025-09 | MISO | University of Illinois Abbott Power Plt | 54780 | T6 | University of Illinois | Natural Gas Steam Turbine | 40.1052 | -88.2415 | 7.5
2025-09 | MISO | University of Illinois Abbott Power Plt | 54780 | T7 | University of Illinois | Natural Gas Steam Turbine | 40.1052 | -88.2415 | 7.5
2025-09 | MISO | University of Illinois Abbott Power Plt | 54780 | T8 | University of Illinois | Natural Gas Fired Combustion Turbine | 40.1052 | -88.2415 | 13
2025-09 | MISO | University of Illinois Abbott Power Plt | 54780 | T9 | University of Illinois | Natural Gas Fired Combustion Turbine | 40.1052 | -88.2415 | 13
2025-09 | NYIS | Seneca Energy | 54782 | GE10 | Seneca Energy II | Landfill Gas | 42.9281 | -76.8408 | 0.8
2025-09 | NYIS | Seneca Energy | 54782 | GE11 | Seneca Energy II | Landfill Gas | 42.9281 | -76.8408 | 0.8
2025-09 | NYIS | Seneca Energy | 54782 | GE12 | Seneca Energy II | Landfill Gas | 42.9281 | -76.8408 | 0.8
2025-09 | NYIS | Seneca Energy | 54782 | GE13 | Seneca Energy II | Landfill Gas | 42.9281 | -76.8408 | 0.8
2025-09 | NYIS | Seneca Energy | 54782 | GE14 | Seneca Energy II | Landfill Gas | 42.9281 | -76.8408 | 0.8
2025-09 | NYIS | Seneca Energy | 54782 | GE15 | Seneca Energy II | Landfill Gas | 42.9281 | -76.8408 | 1.6
2025-09 | NYIS | Seneca Energy | 54782 | GE16 | Seneca Energy II | Landfill Gas | 42.9281 | -76.8408 | 1.6
2025-09 | NYIS | Seneca Energy | 54782 | GE17 | Seneca Energy II | Landfill Gas | 42.9281 | -76.8408 | 1.6
2025-09 | NYIS | Seneca Energy | 54782 | GE18 | Seneca Energy II | Landfill Gas | 42.9281 | -76.8408 | 1.6
2025-09 | NYIS | Seneca Energy | 54782 | GEN1 | Seneca Energy II | Landfill Gas | 42.9281 | -76.8408 | 0.8
2025-09 | NYIS | Seneca Energy | 54782 | GEN2 | Seneca Energy II | Landfill Gas | 42.9281 | -76.8408 | 0.8
2025-09 | NYIS | Seneca Energy | 54782 | GEN3 | Seneca Energy II | Landfill Gas | 42.9281 | -76.8408 | 0.8
2025-09 | NYIS | Seneca Energy | 54782 | GEN4 | Seneca Energy II | Landfill Gas | 42.9281 | -76.8408 | 0.8
2025-09 | NYIS | Seneca Energy | 54782 | GEN5 | Seneca Energy II | Landfill Gas | 42.9281 | -76.8408 | 0.8
2025-09 | NYIS | Seneca Energy | 54782 | GEN6 | Seneca Energy II | Landfill Gas | 42.9281 | -76.8408 | 0.8
2025-09 | NYIS | Seneca Energy | 54782 | GEN7 | Seneca Energy II | Landfill Gas | 42.9281 | -76.8408 | 0.8
2025-09 | NYIS | Seneca Energy | 54782 | GEN8 | Seneca Energy II | Landfill Gas | 42.9281 | -76.8408 | 0.8
2025-09 | NYIS | Seneca Energy | 54782 | GEN9 | Seneca Energy II | Landfill Gas | 42.9281 | -76.8408 | 0.8
2025-09 | PJM | Grays Ferry Cogeneration | 54785 | GEN1 | Grays Ferry Cogen Partnership | Natural Gas Steam Turbine | 39.9422 | -75.1881 | 57.6
2025-09 | PJM | Grays Ferry Cogeneration | 54785 | GEN2 | Grays Ferry Cogen Partnership | Natural Gas Fired Combustion Turbine | 39.9422 | -75.1881 | 135
2025-09 | PJM | Evanston Township High School | 54788 | GEN1 | Evanston Board of Education | Natural Gas Internal Combustion Engine | 42.044 | -87.6996 | 0.8
2025-09 | PJM | Evanston Township High School | 54788 | GEN2 | Evanston Board of Education | Natural Gas Internal Combustion Engine | 42.044 | -87.6996 | 0.8
2025-09 | PJM | Evanston Township High School | 54788 | GEN3 | Evanston Board of Education | Natural Gas Internal Combustion Engine | 42.044 | -87.6996 | 0.8
2025-09 | PJM | CSL Behring LLC | 54790 | GEN1 | CSL Behring LLC | Natural Gas Fired Combustion Turbine | 41.1603 | -87.8542 | 4.2
2025-09 | MISO | Storm Lake 1 | 54793 | 2 | ALLETE Clean Energy | Onshore Wind Turbine | 42.6878 | -95.405 | 0.7
2025-09 | MISO | Storm Lake 1 | 54793 | 3 | ALLETE Clean Energy | Onshore Wind Turbine | 42.6878 | -95.405 | 0.7
2025-09 | MISO | Storm Lake 1 | 54793 | EXIS | ALLETE Clean Energy | Onshore Wind Turbine | 42.6878 | -95.405 | 112.5
2025-09 | PJM | Domino Sugar Baltimore | 54795 | GEN1 | American Sugar Refining, Inc. | Natural Gas Steam Turbine | 39.2744 | -76.5956 | 5
2025-09 | PJM | Domino Sugar Baltimore | 54795 | GEN2 | American Sugar Refining, Inc. | Natural Gas Steam Turbine | 39.2744 | -76.5956 | 2.5
2025-09 | PJM | Domino Sugar Baltimore | 54795 | GEN4 | American Sugar Refining, Inc. | Natural Gas Steam Turbine | 39.2744 | -76.5956 | 10
2025-09 | CISO | Saint Agnes Medical Center | 54800 | 9911 | Saint Agnes Medical Center | Natural Gas Fired Combustion Turbine | 36.8347 | -119.7667 | 3.5
2025-09 | CISO | Saint Agnes Medical Center | 54800 | 9929 | Saint Agnes Medical Center | Natural Gas Fired Combustion Turbine | 36.8347 | -119.7667 | 3.5
2025-09 | ISNE | Plymouth State College Cogeneration | 54803 | A | Plymouth State University | Petroleum Liquids | 43.7644 | -71.6881 | 1.2
2025-09 | ISNE | Plymouth State College Cogeneration | 54803 | B | Plymouth State University | Petroleum Liquids | 43.7644 | -71.6881 | 1.6
2025-09 | ISNE | Milford Power LP | 54805 | GT-1 | Milford Power LLC | Natural Gas Fired Combined Cycle | 42.1294 | -71.5115 | 128.9
2025-09 | ISNE | Milford Power LP | 54805 | ST-1 | Milford Power LLC | Natural Gas Fired Combined Cycle | 42.1294 | -71.5115 | 120.4
2025-09 | NYIS | New York University Central Plant | 54808 | DE1 | New York University | Petroleum Liquids | 40.7899 | -73.9233 | 2.5
2025-09 | NYIS | New York University Central Plant | 54808 | GT1 | New York University | Natural Gas Fired Combined Cycle | 40.7899 | -73.9233 | 5.5
2025-09 | NYIS | New York University Central Plant | 54808 | GT2 | New York University | Natural Gas Fired Combined Cycle | 40.7899 | -73.9233 | 5.5
2025-09 | ERCO | Johnson County | 54817 | GT-1 | Johnson County Power LLC | Natural Gas Fired Combined Cycle | 32.3994 | -97.4078 | 178.2
2025-09 | ERCO | Johnson County | 54817 | ST-1 | Johnson County Power LLC | Natural Gas Fired Combined Cycle | 32.3994 | -97.4078 | 104.4
2025-09 | PJM | Bristol Myers Squibb New Brunswick | 54829 | GEN1 | Bristol-Myers Squibb Co | Natural Gas Fired Combustion Turbine | 40.4757 | -74.4462 | 9.5
2025-09 | PJM | Bristol Myers Squibb New Brunswick | 54829 | GEN2 | Bristol-Myers Squibb Co | Natural Gas Steam Turbine | 40.4757 | -74.4462 | 1
2025-09 | PJM | Brandywine Power Facility | 54832 | 1 | KMC Thermo, LLC | Natural Gas Fired Combined Cycle | 38.6681 | -76.8678 | 98.7
2025-09 | PJM | Brandywine Power Facility | 54832 | 2 | KMC Thermo, LLC | Natural Gas Fired Combined Cycle | 38.6681 | -76.8678 | 98.7
2025-09 | PJM | Brandywine Power Facility | 54832 | 3 | KMC Thermo, LLC | Natural Gas Fired Combined Cycle | 38.6681 | -76.8678 | 91.4
2025-09 | MISO | Evonik Industries AG | 54835 | T121 | Evonik Degussa Corporation | Petroleum Liquids | 40.3872 | -86.9391 | 1.2
2025-09 | PJM | Gordonsville Energy LP | 54844 | GOR1 | Virginia Electric & Power Co | Natural Gas Fired Combined Cycle | 38.1247 | -78.2035 | 97.2
2025-09 | PJM | Gordonsville Energy LP | 54844 | GOR2 | Virginia Electric & Power Co | Natural Gas Fired Combined Cycle | 38.1247 | -78.2035 | 97.2
2025-09 | PJM | Gordonsville Energy LP | 54844 | GOR3 | Virginia Electric & Power Co | Natural Gas Fired Combined Cycle | 38.1247 | -78.2035 | 53
2025-09 | PJM | Gordonsville Energy LP | 54844 | GOR4 | Virginia Electric & Power Co | Natural Gas Fired Combined Cycle | 38.1247 | -78.2035 | 53
2025-09 | PJM | Cox Waste to Energy | 54850 | 01 | Cox Companies, LLC | Wood/Wood Waste Biomass | 37.3208 | -85.3611 | 4
2025-09 | PJM | Cox Waste to Energy | 54850 | 02 | Cox Companies, LLC | Wood/Wood Waste Biomass | 37.3208 | -85.3611 | 1
2025-09 | MISO | MMSD Jones Island Wastewater | 54851 | GEN1 | Milwaukee Metro Sewerage Dist | Natural Gas Fired Combustion Turbine | 43.0214 | -87.9014 | 17.5
2025-09 | MISO | MMSD Jones Island Wastewater | 54851 | SOL1 | Milwaukee Metro Sewerage Dist | Natural Gas Fired Combustion Turbine | 43.0214 | -87.9014 | 4.6
2025-09 | MISO | MMSD Jones Island Wastewater | 54851 | SOL2 | Milwaukee Metro Sewerage Dist | Landfill Gas | 43.0214 | -87.9014 | 4.6
2025-09 | MISO | MMSD Jones Island Wastewater | 54851 | SOL3 | Milwaukee Metro Sewerage Dist | Landfill Gas | 43.0214 | -87.9014 | 4.6
2025-09 | MISO | Southwestern Bell Telephone | 54858 | E/G1 | AT&T | Petroleum Liquids | 38.6276 | -90.1934 | 2
2025-09 | MISO | Southwestern Bell Telephone | 54858 | E/G2 | AT&T | Petroleum Liquids | 38.6276 | -90.1934 | 2
2025-09 | MISO | Southwestern Bell Telephone | 54858 | E/G3 | AT&T | Petroleum Liquids | 38.6276 | -90.1934 | 2
2025-09 | MISO | Southwestern Bell Telephone | 54858 | E/G4 | AT&T | Petroleum Liquids | 38.6276 | -90.1934 | 2.8
2025-09 | MISO | Southwestern Bell Telephone | 54858 | E/G5 | AT&T | Petroleum Liquids | 38.6276 | -90.1934 | 2.8
2025-09 | MISO | Southwestern Bell Telephone | 54858 | E/G6 | AT&T | Petroleum Liquids | 38.6276 | -90.1934 | 2.8
2025-09 | MISO | Southwestern Bell Telephone | 54858 | E/G7 | AT&T | Petroleum Liquids | 38.6276 | -90.1934 | 2.8
2025-09 | NYIS | Bassett Medical Center | 54863 | 0001 | Bassett Healthcare | Petroleum Liquids | 42.6944 | -74.9242 | 0.8
2025-09 | NYIS | Bassett Medical Center | 54863 | 0002 | Bassett Healthcare | Petroleum Liquids | 42.6944 | -74.9242 | 0.8
2025-09 | NYIS | Bassett Medical Center | 54863 | 0003 | Bassett Healthcare | Petroleum Liquids | 42.6944 | -74.9242 | 0.8
2025-09 | NYIS | Bassett Medical Center | 54863 | 0004 | Bassett Healthcare | Petroleum Liquids | 42.6944 | -74.9242 | 1.6
2025-09 | NYIS | Bassett Medical Center | 54863 | 0005 | Bassett Healthcare | Petroleum Liquids | 42.6944 | -74.9242 | 1.6
2025-09 | NYIS | Phoenix Hydro Project | 54865 | 1-02 | Eagle Creek Renewable Energy, LLC | Conventional Hydroelectric | 43.2271 | -76.3021 | 1.6
2025-09 | NYIS | Phoenix Hydro Project | 54865 | 2-01 | Eagle Creek Renewable Energy, LLC | Conventional Hydroelectric | 43.2271 | -76.3021 | 1.6
2025-09 | MISO | Neenah Paper Munising Mill | 54867 | M387 | Neenah Paper Michigan Inc. | Conventional Steam Coal | 46.4094 | -86.6443 | 6.2
2025-09 | NYIS | Dunn Paper | 54878 | 01 | BiOrigin Specialty Products | Conventional Hydroelectric | 44.3364 | -75.5027 | 0.4
2025-09 | NYIS | Dunn Paper | 54878 | 02 | BiOrigin Specialty Products | Conventional Hydroelectric | 44.3364 | -75.5027 | 0.3
2025-09 | NYIS | Dunn Paper | 54878 | 03 | BiOrigin Specialty Products | Conventional Hydroelectric | 44.3364 | -75.5027 | 0.3
2025-09 | MISO | Kimberly Mill | 54885 | 1H | City of Kaukauna | Conventional Hydroelectric | 44.2769 | -88.3344 | 0.7
2025-09 | MISO | Kimberly Mill | 54885 | 2H | City of Kaukauna | Conventional Hydroelectric | 44.2769 | -88.3344 | 0.7
2025-09 | MISO | Kimberly Mill | 54885 | 3H | City of Kaukauna | Conventional Hydroelectric | 44.2769 | -88.3344 | 0.7
2025-09 | PJM | Presence Saint Mary of Nazareth Hospital | 54886 | GEN1 | Presence Health | Natural Gas Internal Combustion Engine | 41.9031 | -87.6831 | 0.8
2025-09 | PJM | Presence Saint Mary of Nazareth Hospital | 54886 | GEN3 | Presence Health | Natural Gas Internal Combustion Engine | 41.9031 | -87.6831 | 0.8
2025-09 | PJM | Presence Saint Mary of Nazareth Hospital | 54886 | GEN6 | Presence Health | Petroleum Liquids | 41.9031 | -87.6831 | 0.8
2025-09 | PJM | Presence Saint Mary of Nazareth Hospital | 54886 | GEN7 | Presence Health | Petroleum Liquids | 41.9031 | -87.6831 | 1.2
2025-09 | PJM | Presence Saint Mary of Nazareth Hospital | 54886 | GEN8 | Presence Health | Petroleum Liquids | 41.9031 | -87.6831 | 1.4
2025-09 | MISO | Peoples Generating Station | 54890 | GEN1 |  | Landfill Gas | 43.2797 | -83.8651 | 3.2
2025-09 | MISO | Adrian Energy Associates LLC | 54903 | UNT1 | NextEra Renewable Fuels, LLC | Landfill Gas | 41.891 | -83.9929 | 0.8
2025-09 | MISO | Adrian Energy Associates LLC | 54903 | UNT2 | NextEra Renewable Fuels, LLC | Landfill Gas | 41.891 | -83.9929 | 0.8
2025-09 | MISO | Adrian Energy Associates LLC | 54903 | UNT3 | NextEra Renewable Fuels, LLC | Landfill Gas | 41.891 | -83.9929 | 0.8
2025-09 | ISNE | Mass Inst Tech Cntrl Utilities/Cogen Plt | 54907 | GT200 | Massachusetts Inst of Tech | Natural Gas Fired Combustion Turbine | 42.361 | -71.0939 | 21.7
2025-09 | ISNE | Mass Inst Tech Cntrl Utilities/Cogen Plt | 54907 | GT300 | Massachusetts Inst of Tech | Natural Gas Fired Combustion Turbine | 42.361 | -71.0939 | 21.7
2025-09 | MISO | Enderlin | 54908 | GEN1 | Archer Daniels Midland Co | Other Waste Biomass | 46.6144 | -97.5765 | 5.1
2025-09 | MISO | Enderlin | 54908 | GEN2 | Archer Daniels Midland Co | Other Waste Biomass | 46.6144 | -97.5765 | 4.7
2025-09 | CISO | Tehachapi Wind Resource II | 54909 | EXI2 | CalWind Resources Inc | Onshore Wind Turbine | 35.1061 | -118.3114 | 8.3
2025-09 | CISO | Tehachapi Wind Resource II | 54909 | EXIS | CalWind Resources Inc | Onshore Wind Turbine | 35.1061 | -118.3114 | 13.6
2025-09 | CISO | Tehachapi Wind Resource II | 54909 | PLAN | CalWind Resources Inc | Onshore Wind Turbine | 35.1061 | -118.3114 | 15.5
2025-09 | MISO | Brent Run Generating Station | 54910 | 7-1 | Energy Developments, Inc d/b/a EDL | Landfill Gas | 43.1764 | -83.848 | 1.6
2025-09 | MISO | Brent Run Generating Station | 54910 | 7-2 | Energy Developments, Inc d/b/a EDL | Landfill Gas | 43.1764 | -83.848 | 1.6
2025-09 | MISO | Brent Run Generating Station | 54910 | 7-3 | Energy Developments, Inc d/b/a EDL | Landfill Gas | 43.1764 | -83.848 | 0.6
2025-09 | MISO | Brent Run Generating Station | 54910 | 7-4 | Energy Developments, Inc d/b/a EDL | Landfill Gas | 43.1764 | -83.848 | 1.6
2025-09 | MISO | Brent Run Generating Station | 54910 | 7-5 | Energy Developments, Inc d/b/a EDL | Landfill Gas | 43.1764 | -83.848 | 1.6
2025-09 | CISO | Martinez Refining | 54912 | GTG1 | Martinez Refining Co | Natural Gas Fired Combined Cycle | 38.0169 | -122.1117 | 40
2025-09 | CISO | Martinez Refining | 54912 | GTG2 | Martinez Refining Co | Natural Gas Fired Combined Cycle | 38.0169 | -122.1117 | 40
2025-09 | CISO | Martinez Refining | 54912 | STG1 | Martinez Refining Co | Other Gases | 38.0169 | -122.1117 | 20
2025-09 | NYIS | Brooklyn Navy Yard Cogeneration | 54914 | 01 | Brooklyn Navy Yard Cogen PLP | Natural Gas Fired Combined Cycle | 40.6994 | -73.9764 | 121
2025-09 | NYIS | Brooklyn Navy Yard Cogeneration | 54914 | 02 | Brooklyn Navy Yard Cogen PLP | Natural Gas Fired Combined Cycle | 40.6994 | -73.9764 | 121
2025-09 | NYIS | Brooklyn Navy Yard Cogeneration | 54914 | 03 | Brooklyn Navy Yard Cogen PLP | Natural Gas Fired Combined Cycle | 40.6994 | -73.9764 | 40
2025-09 | NYIS | Brooklyn Navy Yard Cogeneration | 54914 | 04 | Brooklyn Navy Yard Cogen PLP | Natural Gas Fired Combined Cycle | 40.6994 | -73.9764 | 40
2025-09 | MISO | Michigan Power LP | 54915 | G001 | Michigan Power Limited Partnership | Natural Gas Fired Combined Cycle | 43.9375 | -86.425 | 58
2025-09 | MISO | Michigan Power LP | 54915 | G101 | Michigan Power Limited Partnership | Natural Gas Fired Combined Cycle | 43.9375 | -86.425 | 80.1
2025-09 | MISO | Ergon Refining Vicksburg | 54918 | TMO1 | Ergon Refining Inc | Natural Gas Fired Combustion Turbine | 32.3883 | -90.9083 | 4.8
2025-09 | MISO | Twin Bridges LFGTE | 54925 | I-1 | Wabash Valley Power Assn, Inc | Natural Gas Internal Combustion Engine | 39.745 | -86.4947 | 0.8
2025-09 | MISO | Twin Bridges LFGTE | 54925 | I-2 | Wabash Valley Power Assn, Inc | Natural Gas Internal Combustion Engine | 39.745 | -86.4947 | 0.8
2025-09 | MISO | Twin Bridges LFGTE | 54925 | I-3 | Wabash Valley Power Assn, Inc | Natural Gas Internal Combustion Engine | 39.745 | -86.4947 | 0.8
2025-09 | MISO | Twin Bridges LFGTE | 54925 | I-4 | Wabash Valley Power Assn, Inc | Natural Gas Internal Combustion Engine | 39.745 | -86.4947 | 0.8
2025-09 | MISO | Twin Bridges LFGTE | 54925 | II-1 | Wabash Valley Power Assn, Inc | Natural Gas Internal Combustion Engine | 39.745 | -86.4947 | 0.8
2025-09 | MISO | Twin Bridges LFGTE | 54925 | II-2 | Wabash Valley Power Assn, Inc | Natural Gas Internal Combustion Engine | 39.745 | -86.4947 | 0.8
2025-09 | MISO | Twin Bridges LFGTE | 54925 | II-3 | Wabash Valley Power Assn, Inc | Natural Gas Internal Combustion Engine | 39.745 | -86.4947 | 0.8
2025-09 | MISO | Twin Bridges LFGTE | 54925 | II-4 | Wabash Valley Power Assn, Inc | Natural Gas Internal Combustion Engine | 39.745 | -86.4947 | 0.8
2025-09 | MISO | Twin Bridges LFGTE | 54925 | III-1 | Wabash Valley Power Assn, Inc | Natural Gas Internal Combustion Engine | 39.745 | -86.4947 | 0.8
2025-09 | MISO | Twin Bridges LFGTE | 54925 | III-2 | Wabash Valley Power Assn, Inc | Natural Gas Internal Combustion Engine | 39.745 | -86.4947 | 0.8
2025-09 | MISO | Twin Bridges LFGTE | 54925 | III-3 | Wabash Valley Power Assn, Inc | Natural Gas Internal Combustion Engine | 39.745 | -86.4947 | 0.8
2025-09 | MISO | Twin Bridges LFGTE | 54925 | III-4 | Wabash Valley Power Assn, Inc | Natural Gas Internal Combustion Engine | 39.745 | -86.4947 | 0.8
2025-09 | MISO | Twin Bridges LFGTE | 54925 | IV-1 | Wabash Valley Power Assn, Inc | Landfill Gas | 39.745 | -86.4947 | 1.6
2025-09 | MISO | Twin Bridges LFGTE | 54925 | IV-2 | Wabash Valley Power Assn, Inc | Landfill Gas | 39.745 | -86.4947 | 1.6
2025-09 | MISO | Prairie View I & II LFGTE | 54926 | I-1 | Wabash Valley Power Assn, Inc | Natural Gas Internal Combustion Engine | 41.4936 | -86.1658 | 0.8
2025-09 | MISO | Prairie View I & II LFGTE | 54926 | I-2 | Wabash Valley Power Assn, Inc | Natural Gas Internal Combustion Engine | 41.4936 | -86.1658 | 0.8
2025-09 | MISO | Prairie View I & II LFGTE | 54926 | I-3 | Wabash Valley Power Assn, Inc | Natural Gas Internal Combustion Engine | 41.4936 | -86.1658 | 0.8
2025-09 | MISO | Prairie View I & II LFGTE | 54926 | I-4 | Wabash Valley Power Assn, Inc | Natural Gas Internal Combustion Engine | 41.4936 | -86.1658 | 0.8
2025-09 | MISO | Prairie View I & II LFGTE | 54926 | II-1 | Wabash Valley Power Assn, Inc | Natural Gas Internal Combustion Engine | 41.4936 | -86.1658 | 0.8
2025-09 | MISO | Prairie View I & II LFGTE | 54926 | II-2 | Wabash Valley Power Assn, Inc | Natural Gas Internal Combustion Engine | 41.4936 | -86.1658 | 0.8
2025-09 | MISO | Prairie View I & II LFGTE | 54926 | II-3 | Wabash Valley Power Assn, Inc | Natural Gas Internal Combustion Engine | 41.4936 | -86.1658 | 0.8
2025-09 | MISO | Prairie View I & II LFGTE | 54926 | II-4 | Wabash Valley Power Assn, Inc | Natural Gas Internal Combustion Engine | 41.4936 | -86.1658 | 0.8
2025-09 | MISO | Grand Isle Gas Plant / Treating Station | 54927 | 1 | Cox Operating LLC | Natural Gas Internal Combustion Engine | 29.2521 | -89.9721 | 3
2025-09 | MISO | Grand Isle Gas Plant / Treating Station | 54927 | 2 | Cox Operating LLC | Natural Gas Internal Combustion Engine | 29.2521 | -89.9721 | 3
2025-09 | MISO | Grand Isle Gas Plant / Treating Station | 54927 | 3 | Cox Operating LLC | Natural Gas Internal Combustion Engine | 29.2521 | -89.9721 | 3
2025-09 | MISO | Alliant SBD 9403 Aegon DC | 54929 | 6111 | Industrial Energy Applications Inc | Petroleum Liquids | 41.9167 | -91.6542 | 1.1
2025-09 | MISO | Alliant SBD 9403 Aegon DC | 54929 | 6112 | Industrial Energy Applications Inc | Petroleum Liquids | 41.9167 | -91.6542 | 1.5
2025-09 | MISO | Alliant SBD 9403 Aegon DC | 54929 | 6113 | Industrial Energy Applications Inc | Petroleum Liquids | 41.9167 | -91.6542 | 1.5
2025-09 | CISO | Ridgetop | 54931 | WGN1 | Terra-Gen Operating Co-Wind | Onshore Wind Turbine | 35.074 | -118.3153 | 46.8
2025-09 | PJM | Mondelez Global LLC | 54933 | GEN1 | Mondelez Global, LLC | Natural Gas Fired Combustion Turbine | 42.3156 | -89.0356 | 4.7
2025-09 | ISNE | Wellesley College Central Utility Plant | 54937 | 1122 | Wellesley College | Natural Gas Internal Combustion Engine | 42.2939 | -71.3081 | 1.9
2025-09 | ISNE | Wellesley College Central Utility Plant | 54937 | 1123 | Wellesley College | Natural Gas Internal Combustion Engine | 42.2939 | -71.3081 | 1.9
2025-09 | ISNE | Wellesley College Central Utility Plant | 54937 | SB1 | Wellesley College | Petroleum Liquids | 42.2939 | -71.3081 | 3
2025-09 | CISO | Monterey One Water | 54951 | EG1 | Monterey One Water | Other Waste Biomass | 36.7056 | -121.7714 | 0.6
2025-09 | CISO | Monterey One Water | 54951 | EG2 | Monterey One Water | Other Waste Biomass | 36.7056 | -121.7714 | 0.6
2025-09 | CISO | Monterey One Water | 54951 | EG3 | Monterey One Water | Other Waste Biomass | 36.7056 | -121.7714 | 0.6
2025-09 | NYIS | Hudson Falls Hydroelectric Project | 54953 | GEN1 | Boralex Hydro Operations Inc | Conventional Hydroelectric | 43.2958 | -73.5956 | 22
2025-09 | NYIS | Hudson Falls Hydroelectric Project | 54953 | GEN2 | Boralex Hydro Operations Inc | Conventional Hydroelectric | 43.2958 | -73.5956 | 22
2025-09 | MISO | Deercroft I & II LFGTE | 54956 | I-1 | Wabash Valley Power Assn, Inc | Natural Gas Internal Combustion Engine | 41.6514 | -86.9036 | 0.8
2025-09 | MISO | Deercroft I & II LFGTE | 54956 | I-2 | Wabash Valley Power Assn, Inc | Natural Gas Internal Combustion Engine | 41.6514 | -86.9036 | 0.8
2025-09 | MISO | Deercroft I & II LFGTE | 54956 | I-3 | Wabash Valley Power Assn, Inc | Natural Gas Internal Combustion Engine | 41.6514 | -86.9036 | 0.8
2025-09 | MISO | Deercroft I & II LFGTE | 54956 | I-4 | Wabash Valley Power Assn, Inc | Natural Gas Internal Combustion Engine | 41.6514 | -86.9036 | 0.8
2025-09 | MISO | Deercroft I & II LFGTE | 54956 | II-1 | Wabash Valley Power Assn, Inc | Landfill Gas | 41.6514 | -86.9036 | 0.8
2025-09 | MISO | Deercroft I & II LFGTE | 54956 | II-2 | Wabash Valley Power Assn, Inc | Landfill Gas | 41.6514 | -86.9036 | 0.8
2025-09 | MISO | Deercroft I & II LFGTE | 54956 | II-3 | Wabash Valley Power Assn, Inc | Landfill Gas | 41.6514 | -86.9036 | 0.8
2025-09 | MISO | Deercroft I & II LFGTE | 54956 | II-4 | Wabash Valley Power Assn, Inc | Landfill Gas | 41.6514 | -86.9036 | 0.8
2025-09 | MISO | Phoenix Investors, LLC | 54968 | 0385 | Industrial Energy Applications Inc | Petroleum Liquids | 42.8381 | -93.6033 | 1.8
2025-09 | MISO | Phoenix Investors, LLC | 54968 | 0386 | Industrial Energy Applications Inc | Petroleum Liquids | 42.8381 | -93.6033 | 1.8
2025-09 | MISO | Phoenix Investors, LLC | 54968 | 5824 | Industrial Energy Applications Inc | Petroleum Liquids | 42.8381 | -93.6033 | 1.8
2025-09 | PJM | Dixon Hydroelectric Dam | 54969 | 1 | Eagle Creek Renewable Energy, LLC | Conventional Hydroelectric | 41.8453 | -89.4813 | 0.6
2025-09 | PJM | Dixon Hydroelectric Dam | 54969 | 2 | Eagle Creek Renewable Energy, LLC | Conventional Hydroelectric | 41.8453 | -89.4813 | 0.6
2025-09 | PJM | Dixon Hydroelectric Dam | 54969 | 3 | Eagle Creek Renewable Energy, LLC | Conventional Hydroelectric | 41.8453 | -89.4813 | 0.6
2025-09 | PJM | Dixon Hydroelectric Dam | 54969 | 4 | Eagle Creek Renewable Energy, LLC | Conventional Hydroelectric | 41.8453 | -89.4813 | 0.6
2025-09 | PJM | Dixon Hydroelectric Dam | 54969 | 5 | Eagle Creek Renewable Energy, LLC | Conventional Hydroelectric | 41.8453 | -89.4813 | 0.6
2025-09 | PJM | Sauder Power Plant | 54974 | UNT1 | Sauder Woodworking Co | Wood/Wood Waste Biomass | 41.5152 | -84.2935 | 3.6
2025-09 | PJM | Sauder Power Plant | 54974 | UNT2 | Sauder Woodworking Co | Wood/Wood Waste Biomass | 41.5152 | -84.2935 | 3.6
2025-09 | ERCO | Big Spring Wind Power Facility | 54979 | WIND | Terra-Gen Operating Co-Wind | Onshore Wind Turbine | 32.2075 | -101.3883 | 34.3
2025-09 | PJM | Ocean County Landfill | 54980 | UNT1 | NextEra Renewable Fuels, LLC | Landfill Gas | 40.0249 | -74.2501 | 0.8
2025-09 | PJM | Ocean County Landfill | 54980 | UNT10 | NextEra Renewable Fuels, LLC | Landfill Gas | 40.0249 | -74.2501 | 1.6
2025-09 | PJM | Ocean County Landfill | 54980 | UNT11 | NextEra Renewable Fuels, LLC | Landfill Gas | 40.0249 | -74.2501 | 1.6
2025-09 | PJM | Ocean County Landfill | 54980 | UNT12 | NextEra Renewable Fuels, LLC | Landfill Gas | 40.0249 | -74.2501 | 1.6
2025-09 | PJM | Ocean County Landfill | 54980 | UNT2 | NextEra Renewable Fuels, LLC | Landfill Gas | 40.0249 | -74.2501 | 0.8
2025-09 | PJM | Ocean County Landfill | 54980 | UNT3 | NextEra Renewable Fuels, LLC | Landfill Gas | 40.0249 | -74.2501 | 0.8
2025-09 | PJM | Ocean County Landfill | 54980 | UNT4 | NextEra Renewable Fuels, LLC | Landfill Gas | 40.0249 | -74.2501 | 0.8
2025-09 | PJM | Ocean County Landfill | 54980 | UNT5 | NextEra Renewable Fuels, LLC | Landfill Gas | 40.0249 | -74.2501 | 0.8
2025-09 | PJM | Ocean County Landfill | 54980 | UNT6 | NextEra Renewable Fuels, LLC | Landfill Gas | 40.0249 | -74.2501 | 0.8
2025-09 | PJM | Ocean County Landfill | 54980 | UNT7 | NextEra Renewable Fuels, LLC | Landfill Gas | 40.0249 | -74.2501 | 1.6
2025-09 | PJM | Ocean County Landfill | 54980 | UNT8 | NextEra Renewable Fuels, LLC | Landfill Gas | 40.0249 | -74.2501 | 1.6
2025-09 | PJM | Ocean County Landfill | 54980 | UNT9 | NextEra Renewable Fuels, LLC | Landfill Gas | 40.0249 | -74.2501 | 1.6
2025-09 | MISO | Pine Tree Acres | 54989 | GEN1 | NextEra Renewable Fuels, LLC | Landfill Gas | 42.7645 | -82.7471 | 0.8
2025-09 | MISO | Pine Tree Acres | 54989 | GEN2 | NextEra Renewable Fuels, LLC | Landfill Gas | 42.7645 | -82.7471 | 0.8
2025-09 | MISO | Pine Tree Acres | 54989 | GEN3 | NextEra Renewable Fuels, LLC | Landfill Gas | 42.7645 | -82.7471 | 0.8
2025-09 | MISO | Pine Tree Acres | 54989 | GEN4 | NextEra Renewable Fuels, LLC | Landfill Gas | 42.7645 | -82.7471 | 0.8
2025-09 | MISO | Pine Tree Acres | 54989 | GEN5 | NextEra Renewable Fuels, LLC | Landfill Gas | 42.7645 | -82.7471 | 0.8
2025-09 | MISO | Pine Tree Acres | 54989 | GEN6 | NextEra Renewable Fuels, LLC | Landfill Gas | 42.7645 | -82.7471 | 0.8
2025-09 | MISO | Pine Tree Acres | 54989 | GEN7 | NextEra Renewable Fuels, LLC | Landfill Gas | 42.7645 | -82.7471 | 0.8
2025-09 | MISO | Pine Tree Acres | 54989 | GEN8 | NextEra Renewable Fuels, LLC | Landfill Gas | 42.7645 | -82.7471 | 1.6
2025-09 | MISO | Pine Tree Acres | 54989 | GEN9 | NextEra Renewable Fuels, LLC | Landfill Gas | 42.7645 | -82.7471 | 1.6
2025-09 | MISO | Indiana Harbor E 5 AC Station | 54995 | 17TG | Northlake Energy | Other Gases | 41.6844 | -87.4214 | 90
2025-09 | PJM | Thornridge High School | 55005 | 1 | Thorton Township School Dist | Natural Gas Internal Combustion Engine | 41.6225 | -87.5978 | 0.5
2025-09 | PJM | Thornridge High School | 55005 | 2 | Thorton Township School Dist | Natural Gas Internal Combustion Engine | 41.6225 | -87.5978 | 0.5
2025-09 | ISNE | Nashua Plant | 55006 | UNT2 | NextEra Renewable Fuels, LLC | Landfill Gas | 42.7323 | -71.5224 | 0.8
2025-09 | ISNE | Nashua Plant | 55006 | UNT3 | NextEra Renewable Fuels, LLC | Landfill Gas | 42.7323 | -71.5224 | 1.6
2025-09 | CISO | Montgomery Creek Hydro | 55009 | GEN1 | Central Rivers Power US, LLC | Conventional Hydroelectric | 40.8468 | -121.9564 | 2.6
2025-09 | MISO | LSP-Cottage Grove LP | 55010 | CTG1 | Cottage Grove Operating Services LLC | Natural Gas Fired Combined Cycle | 44.7956 | -92.9119 | 177.3
2025-09 | MISO | LSP-Cottage Grove LP | 55010 | STG1 | Cottage Grove Operating Services LLC | Natural Gas Fired Combined Cycle | 44.7956 | -92.9119 | 106.2
2025-09 | MISO | Whitewater Generating Station | 55011 | CTG1 | Wisconsin Electric Power Co | Natural Gas Fired Combined Cycle | 42.8555 | -88.7299 | 177.3
2025-09 | MISO | Whitewater Generating Station | 55011 | STG1 | Wisconsin Electric Power Co | Natural Gas Fired Combined Cycle | 42.8555 | -88.7299 | 106.2
2025-09 | PJM | Greene Valley Gas Recovery | 55014 | GEN1 | WM Illinois Renewable Energy LLC | Landfill Gas | 41.7338 | -88.0849 | 3.3
2025-09 | PJM | Greene Valley Gas Recovery | 55014 | GEN2 | WM Illinois Renewable Energy LLC | Landfill Gas | 41.7338 | -88.0849 | 3.3
2025-09 | ERCO | Sweeny Cogen Facility | 55015 | GEN1 | Sweeny Cogeneration LLC | Natural Gas Fired Combustion Turbine | 29.0728 | -95.745 | 143
2025-09 | ERCO | Sweeny Cogen Facility | 55015 | GEN2 | Sweeny Cogeneration LLC | Natural Gas Fired Combustion Turbine | 29.0728 | -95.745 | 143
2025-09 | ERCO | Sweeny Cogen Facility | 55015 | GEN3 | Sweeny Cogeneration LLC | Natural Gas Fired Combustion Turbine | 29.0728 | -95.745 | 143
2025-09 | ERCO | Sweeny Cogen Facility | 55015 | GEN4 | Sweeny Cogeneration LLC | Natural Gas Fired Combustion Turbine | 29.0728 | -95.745 | 143
2025-09 | ISNE | Dighton Power Plant | 55026 | UNT1 | Dighton Power, LLC | Natural Gas Fired Combined Cycle | 41.8312 | -71.1239 | 200
2025-09 | SWPP | Papillion Creek Wastewater | 55027 | 951 | City of Omaha | Other Waste Biomass | 41.0772 | -95.87 | 0.5
2025-09 | SWPP | Papillion Creek Wastewater | 55027 | 952 | City of Omaha | Other Waste Biomass | 41.0772 | -95.87 | 0.5
2025-09 | SWPP | Papillion Creek Wastewater | 55027 | 953 | City of Omaha | Other Waste Biomass | 41.0772 | -95.87 | 0.5
2025-09 | MISO | De Pere Energy Center | 55029 | CT01 | Wisconsin Public Service Corp | Natural Gas Fired Combustion Turbine | 44.4486 | -88.072 | 192.3
2025-09 | SWPP | Missouri River Wastewater Treatment | 55033 | 6013 | City of Omaha | Other Waste Biomass | 41.2033 | -95.9292 | 1
2025-09 | SWPP | Missouri River Wastewater Treatment | 55033 | 6101 | City of Omaha | Other Waste Biomass | 41.2033 | -95.9292 | 1
2025-09 | SWPP | Missouri River Wastewater Treatment | 55033 | 6102 | City of Omaha | Other Waste Biomass | 41.2033 | -95.9292 | 1
2025-09 | MISO | Davenport Water Pollution Control Plant | 55035 | GEN1 | Davenport City of | Other Waste Biomass | 41.4928 | -90.6275 | 0.8
2025-09 | MISO | Davenport Water Pollution Control Plant | 55035 | GEN2 | Davenport City of | Other Waste Biomass | 41.4928 | -90.6275 | 0.8
2025-09 | ISNE | Berkshire Power | 55041 | GEN2 | Berkshire Power Co LLC | Natural Gas Fired Combined Cycle | 42.0476 | -72.6478 | 289
2025-09 | ISNE | Bridgeport Energy Project | 55042 | GEN1 | Bridgeport Energy LLC | Natural Gas Fired Combined Cycle | 41.1692 | -73.1844 | 170
2025-09 | ISNE | Bridgeport Energy Project | 55042 | GEN2 | Bridgeport Energy LLC | Natural Gas Fired Combined Cycle | 41.1692 | -73.1844 | 170
2025-09 | ISNE | Bridgeport Energy Project | 55042 | GEN3 | Bridgeport Energy LLC | Natural Gas Fired Combined Cycle | 41.1692 | -73.1844 | 180
2025-09 | ERCO | Pasadena Cogeneration | 55047 | CTG1 | Pasadena Cogeneration LP | Natural Gas Fired Combined Cycle | 29.7248 | -95.1765 | 175
2025-09 | ERCO | Pasadena Cogeneration | 55047 | CTG2 | Pasadena Cogeneration LP | Natural Gas Fired Combined Cycle | 29.7248 | -95.1765 | 185
2025-09 | ERCO | Pasadena Cogeneration | 55047 | CTG3 | Pasadena Cogeneration LP | Natural Gas Fired Combined Cycle | 29.7248 | -95.1765 | 185
2025-09 | ERCO | Pasadena Cogeneration | 55047 | STG1 | Pasadena Cogeneration LP | Natural Gas Fired Combined Cycle | 29.7248 | -95.1765 | 85
2025-09 | ERCO | Pasadena Cogeneration | 55047 | STG2 | Pasadena Cogeneration LP | Natural Gas Fired Combined Cycle | 29.7248 | -95.1765 | 185
2025-09 | ISNE | Tiverton Power Plant | 55048 | UNT1 | Tiverton Power LLC | Natural Gas Fired Combined Cycle | 41.6422 | -71.1706 | 196.9
2025-09 | ISNE | Tiverton Power Plant | 55048 | UNT2 | Tiverton Power LLC | Natural Gas Fired Combined Cycle | 41.6422 | -71.1706 | 93.2
2025-09 | MISO | Westlake Plaquemine | 55051 | X773 | Westlake Chemicals & Vinyls LLC | Natural Gas Fired Combustion Turbine | 30.2586 | -91.185 | 102
2025-09 | MISO | Westlake Plaquemine | 55051 | X774 | Westlake Chemicals & Vinyls LLC | Natural Gas Fired Combustion Turbine | 30.2586 | -91.185 | 102
2025-09 | MISO | Westlake Plaquemine | 55051 | X775 | Westlake Chemicals & Vinyls LLC | Natural Gas Fired Combustion Turbine | 30.2586 | -91.185 | 102
2025-09 | ERCO | Jameson Gas Processing Plant | 55052 | 620 | WTG Jameson, L.P. | Natural Gas Internal Combustion Engine | 32.05 | -100.6917 | 0.4
2025-09 | ERCO | Jameson Gas Processing Plant | 55052 | 621 | WTG Jameson, L.P. | Natural Gas Internal Combustion Engine | 32.05 | -100.6917 | 0.4
2025-09 | ERCO | Jameson Gas Processing Plant | 55052 | 622 | WTG Jameson, L.P. | Natural Gas Internal Combustion Engine | 32.05 | -100.6917 | 0.5
2025-09 | ERCO | Jameson Gas Processing Plant | 55052 | GN410 | WTG Jameson, L.P. | Natural Gas Internal Combustion Engine | 32.05 | -100.6917 | 0.5
2025-09 | ERCO | Bridgeport Gas Processing Plant | 55053 | 14 | EnLink Midstream Services, LLC | Natural Gas Internal Combustion Engine | 33.1958 | -97.8025 | 0.8
2025-09 | ERCO | Bridgeport Gas Processing Plant | 55053 | 15 | EnLink Midstream Services, LLC | Natural Gas Internal Combustion Engine | 33.1958 | -97.8025 | 0.8
2025-09 | ERCO | Bridgeport Gas Processing Plant | 55053 | 16 | EnLink Midstream Services, LLC | Natural Gas Internal Combustion Engine | 33.1958 | -97.8025 | 0.8
2025-09 | ERCO | Bridgeport Gas Processing Plant | 55053 | 17 | EnLink Midstream Services, LLC | Natural Gas Internal Combustion Engine | 33.1958 | -97.8025 | 0.8
2025-09 | ERCO | Bridgeport Gas Processing Plant | 55053 | 2723 | EnLink Midstream Services, LLC | Natural Gas Internal Combustion Engine | 33.1958 | -97.8025 | 0.8
2025-09 | ERCO | Bridgeport Gas Processing Plant | 55053 | 654 | EnLink Midstream Services, LLC | Natural Gas Internal Combustion Engine | 33.1958 | -97.8025 | 0.8
2025-09 | ERCO | Bridgeport Gas Processing Plant | 55053 | 655 | EnLink Midstream Services, LLC | Natural Gas Internal Combustion Engine | 33.1958 | -97.8025 | 0.8
2025-09 | ERCO | Bridgeport Gas Processing Plant | 55053 | 656 | EnLink Midstream Services, LLC | Natural Gas Internal Combustion Engine | 33.1958 | -97.8025 | 0.8
2025-09 | ERCO | Bridgeport Gas Processing Plant | 55053 | 657 | EnLink Midstream Services, LLC | Natural Gas Internal Combustion Engine | 33.1958 | -97.8025 | 0.8
2025-09 | ERCO | Bridgeport Gas Processing Plant | 55053 | 658 | EnLink Midstream Services, LLC | Natural Gas Internal Combustion Engine | 33.1958 | -97.8025 | 0.8
2025-09 | ERCO | Bridgeport Gas Processing Plant | 55053 | 666 | EnLink Midstream Services, LLC | Natural Gas Internal Combustion Engine | 33.1958 | -97.8025 | 0.8
2025-09 | ERCO | Bridgeport Gas Processing Plant | 55053 | 667 | EnLink Midstream Services, LLC | Natural Gas Internal Combustion Engine | 33.1958 | -97.8025 | 0.8
2025-09 | ERCO | Bridgeport Gas Processing Plant | 55053 | 671 | EnLink Midstream Services, LLC | Natural Gas Internal Combustion Engine | 33.1958 | -97.8025 | 0.8
2025-09 | PJM | Livingston Generating Facility | 55054 | 1 | Hoosier Energy R E C, Inc | Landfill Gas | 40.9314 | -88.6548 | 5
2025-09 | PJM | Livingston Generating Facility | 55054 | 3 | Hoosier Energy R E C, Inc | Landfill Gas | 40.9314 | -88.6548 | 5
2025-09 | PJM | Livingston Generating Facility | 55054 | GEN2 | Hoosier Energy R E C, Inc | Landfill Gas | 40.9314 | -88.6548 | 5
2025-09 | ERCO | Tenaska Frontier Generation Station | 55062 | GTG1 | Tenaska Frontier Partners Ltd | Natural Gas Fired Combined Cycle | 30.5924 | -95.9178 | 183.2
2025-09 | ERCO | Tenaska Frontier Generation Station | 55062 | GTG2 | Tenaska Frontier Partners Ltd | Natural Gas Fired Combined Cycle | 30.5924 | -95.9178 | 183.2
2025-09 | ERCO | Tenaska Frontier Generation Station | 55062 | GTG3 | Tenaska Frontier Partners Ltd | Natural Gas Fired Combined Cycle | 30.5924 | -95.9178 | 183.2
2025-09 | ERCO | Tenaska Frontier Generation Station | 55062 | STG1 | Tenaska Frontier Partners Ltd | Natural Gas Fired Combined Cycle | 30.5924 | -95.9178 | 390.1
2025-09 | SWPP | Black Hawk Station | 55064 | UNT1 | Borger Energy Associates LP | Natural Gas Fired Combustion Turbine | 35.6957 | -101.36 | 126.9
2025-09 | SWPP | Black Hawk Station | 55064 | UNT2B | Borger Energy Associates LP | Natural Gas Fired Combustion Turbine | 35.6957 | -101.36 | 117
2025-09 | SWPP | Mustang Station | 55065 | GEN1 | Golden Spread Electric Cooperative, Inc | Natural Gas Fired Combined Cycle | 32.9728 | -102.7417 | 174.2
2025-09 | SWPP | Mustang Station | 55065 | GEN2 | Golden Spread Electric Cooperative, Inc | Natural Gas Fired Combined Cycle | 32.9728 | -102.7417 | 174.2
2025-09 | SWPP | Mustang Station | 55065 | GEN3 | Golden Spread Electric Cooperative, Inc | Natural Gas Fired Combined Cycle | 32.9728 | -102.7417 | 172.6
2025-09 | MISO | Heat Recovery Coke Facility | 55066 | TG18 | Cokenergy Inc | All Other | 41.6789 | -87.42 | 94.6
2025-09 | PJM | MPEA Energy Center | 55067 | GEN4 | Metropolitan Pier and Exposition Auth | Petroleum Liquids | 41.8527 | -87.6185 | 2
2025-09 | PJM | MPEA Energy Center | 55067 | GEN5 | Metropolitan Pier and Exposition Auth | Petroleum Liquids | 41.8527 | -87.6185 | 2
2025-09 | PJM | MPEA Energy Center | 55067 | GEN6 | Metropolitan Pier and Exposition Auth | Petroleum Liquids | 41.8527 | -87.6185 | 2
2025-09 | ISNE | Maine Independence Station | 55068 | GEN1 | Casco Bay Energy Co LLC | Natural Gas Fired Combined Cycle | 44.8242 | -68.7094 | 177.8
2025-09 | ISNE | Maine Independence Station | 55068 | GEN2 | Casco Bay Energy Co LLC | Natural Gas Fired Combined Cycle | 44.8242 | -68.7094 | 177.8
2025-09 | ISNE | Maine Independence Station | 55068 | GEN3 | Casco Bay Energy Co LLC | Natural Gas Fired Combined Cycle | 44.8242 | -68.7094 | 194.6
2025-09 | PJM | Lakeview Gas Recovery | 55074 | GEN1 | WM Renewable Energy LLC | Landfill Gas | 42.0602 | -80.0208 | 3
2025-09 | PJM | Lakeview Gas Recovery | 55074 | GEN2 | WM Renewable Energy LLC | Landfill Gas | 42.0602 | -80.0208 | 3
2025-09 | MISO | Pine Bluff Energy Center | 55075 | CT01 | Pine Bluff Energy LLC | Natural Gas Fired Combined Cycle | 34.2181 | -91.9025 | 180
2025-09 | MISO | Pine Bluff Energy Center | 55075 | ST01 | Pine Bluff Energy LLC | Natural Gas Fired Combined Cycle | 34.2181 | -91.9025 | 50.4
2025-09 | CISO | Desert Star Energy Center | 55077 | ED01 | Desert Star Energy Center SDG&E | Natural Gas Fired Combined Cycle | 35.7889 | -114.9942 | 170.9
2025-09 | CISO | Desert Star Energy Center | 55077 | ED02 | Desert Star Energy Center SDG&E | Natural Gas Fired Combined Cycle | 35.7889 | -114.9942 | 170.9
2025-09 | CISO | Desert Star Energy Center | 55077 | ED03 | Desert Star Energy Center SDG&E | Natural Gas Fired Combined Cycle | 35.7889 | -114.9942 | 195.5
2025-09 | ISNE | Millennium Power | 55079 | CT01 | Millennium Power Company, LLC | Natural Gas Fired Combined Cycle | 42.1123 | -72.0151 | 295.2
2025-09 | ISNE | Millennium Power | 55079 | ST01 | Millennium Power Company, LLC | Natural Gas Fired Combined Cycle | 42.1123 | -72.0151 | 132.3
2025-09 | CISO | Crockett Cogen Project | 55084 | GE1 | Crockett Cogeneration | Natural Gas Fired Combined Cycle | 38.0569 | -122.2161 | 247
2025-09 | ERCO | Gregory Power Plant | 55086 | GT1A | Gregory Power Partners LLC | Natural Gas Fired Combined Cycle | 27.8893 | -97.2584 | 184.9
2025-09 | ERCO | Gregory Power Plant | 55086 | GT1B | Gregory Power Partners LLC | Natural Gas Fired Combined Cycle | 27.8893 | -97.2584 | 184.9
2025-09 | ERCO | Gregory Power Plant | 55086 | STG | Gregory Power Partners LLC | Natural Gas Fired Combined Cycle | 27.8893 | -97.2584 | 100
2025-09 | MISO | Zeeland Generating Station | 55087 | 1A | Consumers Energy Co - (MI) | Natural Gas Fired Combustion Turbine | 42.8206 | -85.9975 | 188.7
2025-09 | MISO | Zeeland Generating Station | 55087 | 1B | Consumers Energy Co - (MI) | Natural Gas Fired Combustion Turbine | 42.8206 | -85.9975 | 188.7
2025-09 | MISO | Zeeland Generating Station | 55087 | 2A | Consumers Energy Co - (MI) | Natural Gas Fired Combined Cycle | 42.8206 | -85.9975 | 188.7
2025-09 | MISO | Zeeland Generating Station | 55087 | 2B | Consumers Energy Co - (MI) | Natural Gas Fired Combined Cycle | 42.8206 | -85.9975 | 188.7
2025-09 | MISO | Zeeland Generating Station | 55087 | 2C | Consumers Energy Co - (MI) | Natural Gas Fired Combined Cycle | 42.8206 | -85.9975 | 213.4
2025-09 | MISO | Dearborn Industrial Generation | 55088 | GT 1 | Dearborn Industrial Gen Inc | Natural Gas Fired Combined Cycle | 42.3026 | -83.154 | 157.3
2025-09 | MISO | Dearborn Industrial Generation | 55088 | GT2 | Dearborn Industrial Gen Inc | Natural Gas Fired Combined Cycle | 42.3026 | -83.154 | 157.3
2025-09 | MISO | Dearborn Industrial Generation | 55088 | GTP1 | Dearborn Industrial Gen Inc | Natural Gas Fired Combustion Turbine | 42.3026 | -83.154 | 195.3
2025-09 | MISO | Dearborn Industrial Generation | 55088 | ST1 | Dearborn Industrial Gen Inc | Other Gases | 42.3026 | -83.154 | 238
2025-09 | MISO | Taft Cogeneration Facility | 55089 | CT1 | Occidental Chemical Corporation | Natural Gas Fired Combined Cycle | 29.9888 | -90.4599 | 178.5
2025-09 | MISO | Taft Cogeneration Facility | 55089 | CT2 | Occidental Chemical Corporation | Natural Gas Fired Combined Cycle | 29.9888 | -90.4599 | 178.5
2025-09 | MISO | Taft Cogeneration Facility | 55089 | CT3 | Occidental Chemical Corporation | Natural Gas Fired Combined Cycle | 29.9888 | -90.4599 | 178.5
2025-09 | MISO | Taft Cogeneration Facility | 55089 | ST1 | Occidental Chemical Corporation | Natural Gas Fired Combined Cycle | 29.9888 | -90.4599 | 358.7
2025-09 | ERCO | Midlothian Energy Facility | 55091 | STK1 | Midlothian Energy LLC | Natural Gas Fired Combined Cycle | 32.4302 | -97.0537 | 289
2025-09 | ERCO | Midlothian Energy Facility | 55091 | STK2 | Midlothian Energy LLC | Natural Gas Fired Combined Cycle | 32.4302 | -97.0537 | 289
2025-09 | ERCO | Midlothian Energy Facility | 55091 | STK3 | Midlothian Energy LLC | Natural Gas Fired Combined Cycle | 32.4302 | -97.0537 | 289
2025-09 | ERCO | Midlothian Energy Facility | 55091 | STK4 | Midlothian Energy LLC | Natural Gas Fired Combined Cycle | 32.4302 | -97.0537 | 289
2025-09 | ERCO | Midlothian Energy Facility | 55091 | STK5 | Midlothian Energy LLC | Natural Gas Fired Combined Cycle | 32.4302 | -97.0537 | 289
2025-09 | ERCO | Midlothian Energy Facility | 55091 | STK6 | Midlothian Energy LLC | Natural Gas Fired Combined Cycle | 32.4302 | -97.0537 | 289
2025-09 | ISNE | MM Taunton Energy | 55093 | UNT1 | MM Taunton Energy LLC | Landfill Gas | 41.9231 | -71.0864 | 0.9
2025-09 | ISNE | MM Taunton Energy | 55093 | UNT2 | MM Taunton Energy LLC | Landfill Gas | 41.9231 | -71.0864 | 0.9
2025-09 | ISNE | MM Taunton Energy | 55093 | UNT3 | MM Taunton Energy LLC | Landfill Gas | 41.9231 | -71.0864 | 0.9
2025-09 | ISNE | MM Taunton Energy | 55093 | UNT4 | MM Taunton Energy LLC | Landfill Gas | 41.9231 | -71.0864 | 0.9
2025-09 | CISO | MM San Diego-Miramar | 55094 | UNT1 | MM San Diego Energy-Miramar | Landfill Gas | 32.8448 | -117.1627 | 1.6
2025-09 | CISO | MM San Diego-Miramar | 55094 | UNT2 | MM San Diego Energy-Miramar | Landfill Gas | 32.8448 | -117.1627 | 1.6
2025-09 | CISO | MM San Diego-Miramar | 55094 | UNT3 | MM San Diego Energy-Miramar | Landfill Gas | 32.8448 | -117.1627 | 1.6
2025-09 | CISO | MM San Diego-Miramar | 55094 | UNT4 | MM San Diego Energy-Miramar | Landfill Gas | 32.8448 | -117.1627 | 1.6
2025-09 | MISO | Portside Energy | 55096 | GT | Primary Energy Recycling Holdings, LLC | Natural Gas Fired Combustion Turbine | 41.6317 | -87.1728 | 42
2025-09 | MISO | Portside Energy | 55096 | ST | Primary Energy Recycling Holdings, LLC | Natural Gas Steam Turbine | 41.6317 | -87.1728 | 19
2025-09 | ERCO | Lamar Power Project | 55097 | CTG1 | LaFrontera Holdings LLC | Natural Gas Fired Combined Cycle | 33.6308 | -95.59 | 176
2025-09 | ERCO | Lamar Power Project | 55097 | CTG2 | LaFrontera Holdings LLC | Natural Gas Fired Combined Cycle | 33.6308 | -95.59 | 176
2025-09 | ERCO | Lamar Power Project | 55097 | CTG3 | LaFrontera Holdings LLC | Natural Gas Fired Combined Cycle | 33.6308 | -95.59 | 176
2025-09 | ERCO | Lamar Power Project | 55097 | CTG4 | LaFrontera Holdings LLC | Natural Gas Fired Combined Cycle | 33.6308 | -95.59 | 176
2025-09 | ERCO | Lamar Power Project | 55097 | STG1 | LaFrontera Holdings LLC | Natural Gas Fired Combined Cycle | 33.6308 | -95.59 | 204.3
2025-09 | ERCO | Lamar Power Project | 55097 | STG2 | LaFrontera Holdings LLC | Natural Gas Fired Combined Cycle | 33.6308 | -95.59 | 204.3
2025-09 | ERCO | Frontera Energy Center | 55098 | GEN1 | Frontera Generation Limited Partnership | Natural Gas Fired Combined Cycle | 26.208 | -98.3992 | 172
2025-09 | ERCO | Frontera Energy Center | 55098 | GEN2 | Frontera Generation Limited Partnership | Natural Gas Fired Combined Cycle | 26.208 | -98.3992 | 172
2025-09 | ERCO | Frontera Energy Center | 55098 | GEN3 | Frontera Generation Limited Partnership | Natural Gas Fired Combined Cycle | 26.208 | -98.3992 | 185
2025-09 | ISNE | Rumford Power LLC | 55100 | UNT1 | Rumford Power | Natural Gas Fired Combined Cycle | 44.5303 | -70.5219 | 179.4
2025-09 | ISNE | Rumford Power LLC | 55100 | UNT2 | Rumford Power | Natural Gas Fired Combined Cycle | 44.5303 | -70.5219 | 95.1
2025-09 | MISO | Kalamazoo River Generating Station | 55101 | 0001 | CMS Generation MI Power LLC | Natural Gas Fired Combustion Turbine | 42.2813 | -85.495 | 77.4
2025-09 | MISO | Livingston Generating Station | 55102 | 001 | CMS Generation MI Power LLC | Natural Gas Fired Combustion Turbine | 45.0304 | -84.7308 | 42.9
2025-09 | MISO | Livingston Generating Station | 55102 | 002 | CMS Generation MI Power LLC | Natural Gas Fired Combustion Turbine | 45.0304 | -84.7308 | 42.4
2025-09 | MISO | Livingston Generating Station | 55102 | 003 | CMS Generation MI Power LLC | Natural Gas Fired Combustion Turbine | 45.0304 | -84.7308 | 42.4
2025-09 | MISO | Livingston Generating Station | 55102 | 004 | CMS Generation MI Power LLC | Natural Gas Fired Combustion Turbine | 45.0304 | -84.7308 | 42.4
2025-09 | ISNE | Rhode Island State Energy Center | 55107 | CTG1 | RISEC Operating Services | Natural Gas Fired Combined Cycle | 41.8017 | -71.5186 | 196
2025-09 | ISNE | Rhode Island State Energy Center | 55107 | CTG2 | RISEC Operating Services | Natural Gas Fired Combined Cycle | 41.8017 | -71.5186 | 196
2025-09 | ISNE | Rhode Island State Energy Center | 55107 | STG1 | RISEC Operating Services | Natural Gas Fired Combined Cycle | 41.8017 | -71.5186 | 204
2025-09 | PJM | MRP Rocky Road LLC | 55109 | T4 | Lincoln Operating Services, LLC | Natural Gas Fired Combustion Turbine | 42.0931 | -88.2397 | 122.4
2025-09 | PJM | MRP Rocky Road LLC | 55109 | TG1 | Lincoln Operating Services, LLC | Natural Gas Fired Combustion Turbine | 42.0931 | -88.2397 | 125.8
2025-09 | PJM | MRP Rocky Road LLC | 55109 | TG2 | Lincoln Operating Services, LLC | Natural Gas Fired Combustion Turbine | 42.0931 | -88.2397 | 125.8
2025-09 | PJM | Madison | 55110 | CT1 | Duke Energy Indiana, LLC | Natural Gas Fired Combustion Turbine | 39.4522 | -84.4647 | 86.5
2025-09 | PJM | Madison | 55110 | CT2 | Duke Energy Indiana, LLC | Natural Gas Fired Combustion Turbine | 39.4522 | -84.4647 | 86.5
2025-09 | PJM | Madison | 55110 | CT3 | Duke Energy Indiana, LLC | Natural Gas Fired Combustion Turbine | 39.4522 | -84.4647 | 86.5
2025-09 | PJM | Madison | 55110 | CT4 | Duke Energy Indiana, LLC | Natural Gas Fired Combustion Turbine | 39.4522 | -84.4647 | 86.5
2025-09 | PJM | Madison | 55110 | CT5 | Duke Energy Indiana, LLC | Natural Gas Fired Combustion Turbine | 39.4522 | -84.4647 | 86.5
2025-09 | PJM | Madison | 55110 | CT6 | Duke Energy Indiana, LLC | Natural Gas Fired Combustion Turbine | 39.4522 | -84.4647 | 86.5
2025-09 | PJM | Madison | 55110 | CT7 | Duke Energy Indiana, LLC | Natural Gas Fired Combustion Turbine | 39.4522 | -84.4647 | 86.5
2025-09 | PJM | Madison | 55110 | CT8 | Duke Energy Indiana, LLC | Natural Gas Fired Combustion Turbine | 39.4522 | -84.4647 | 86.5
2025-09 | MISO | Vermillion Energy Facility | 55111 | CT1 | Duke Energy Ohio Inc | Natural Gas Fired Combustion Turbine | 39.9223 | -87.4464 | 86.5
2025-09 | MISO | Vermillion Energy Facility | 55111 | CT2 | Duke Energy Ohio Inc | Natural Gas Fired Combustion Turbine | 39.9223 | -87.4464 | 86.5
2025-09 | MISO | Vermillion Energy Facility | 55111 | CT3 | Duke Energy Ohio Inc | Natural Gas Fired Combustion Turbine | 39.9223 | -87.4464 | 86.5
2025-09 | MISO | Vermillion Energy Facility | 55111 | CT4 | Duke Energy Ohio Inc | Natural Gas Fired Combustion Turbine | 39.9223 | -87.4464 | 86.5
2025-09 | MISO | Vermillion Energy Facility | 55111 | CT5 | Duke Energy Ohio Inc | Natural Gas Fired Combustion Turbine | 39.9223 | -87.4464 | 86.5
2025-09 | MISO | Vermillion Energy Facility | 55111 | CT6 | Duke Energy Ohio Inc | Natural Gas Fired Combustion Turbine | 39.9223 | -87.4464 | 86.5
2025-09 | MISO | Vermillion Energy Facility | 55111 | CT7 | Duke Energy Ohio Inc | Natural Gas Fired Combustion Turbine | 39.9223 | -87.4464 | 86.5
2025-09 | MISO | Vermillion Energy Facility | 55111 | CT8 | Duke Energy Ohio Inc | Natural Gas Fired Combustion Turbine | 39.9223 | -87.4464 | 86.5
2025-09 | MISO | RS Cogen | 55117 | RS-4 | Westlake 2 US LLC | Natural Gas Fired Combined Cycle | 30.221 | -93.2826 | 103
2025-09 | MISO | RS Cogen | 55117 | RS-5 | Westlake 2 US LLC | Natural Gas Fired Combined Cycle | 30.221 | -93.2826 | 195
2025-09 | MISO | RS Cogen | 55117 | RS-6 | Westlake 2 US LLC | Natural Gas Fired Combined Cycle | 30.221 | -93.2826 | 195
2025-09 | MISO | NAFTA Region Olefins Complex Cogen Fac | 55122 | UN1 | BASF Corp | Natural Gas Fired Combustion Turbine | 29.9543 | -93.8836 | 41.6
2025-09 | MISO | NAFTA Region Olefins Complex Cogen Fac | 55122 | UN2 | BASF Corp | Natural Gas Fired Combustion Turbine | 29.9543 | -93.8836 | 41.6
2025-09 | ERCO | Magic Valley Generating Station | 55123 | CTG1 | Calpine Corp-Magic Valley | Natural Gas Fired Combined Cycle | 26.3403 | -98.19 | 267
2025-09 | ERCO | Magic Valley Generating Station | 55123 | CTG2 | Calpine Corp-Magic Valley | Natural Gas Fired Combined Cycle | 26.3403 | -98.19 | 267
2025-09 | ERCO | Magic Valley Generating Station | 55123 | STG | Calpine Corp-Magic Valley | Natural Gas Fired Combined Cycle | 26.3403 | -98.19 | 267
2025-09 | ISNE | Milford Power Project | 55126 | CA01 | Milford Power Co LLC | Natural Gas Fired Combined Cycle | 41.2244 | -73.0997 | 289
2025-09 | ISNE | Milford Power Project | 55126 | CA02 | Milford Power Co LLC | Natural Gas Fired Combined Cycle | 41.2244 | -73.0997 | 289
2025-09 | PJM | Kendall County Generation Facility | 55131 | CTG1 | Dynegy Kendall Energy LLC | Natural Gas Fired Combined Cycle | 41.4797 | -88.2581 | 180
2025-09 | PJM | Kendall County Generation Facility | 55131 | CTG2 | Dynegy Kendall Energy LLC | Natural Gas Fired Combined Cycle | 41.4797 | -88.2581 | 180
2025-09 | PJM | Kendall County Generation Facility | 55131 | CTG3 | Dynegy Kendall Energy LLC | Natural Gas Fired Combined Cycle | 41.4797 | -88.2581 | 180
2025-09 | PJM | Kendall County Generation Facility | 55131 | CTG4 | Dynegy Kendall Energy LLC | Natural Gas Fired Combined Cycle | 41.4797 | -88.2581 | 180
2025-09 | PJM | Kendall County Generation Facility | 55131 | STG1 | Dynegy Kendall Energy LLC | Natural Gas Fired Combined Cycle | 41.4797 | -88.2581 | 134
2025-09 | PJM | Kendall County Generation Facility | 55131 | STG2 | Dynegy Kendall Energy LLC | Natural Gas Fired Combined Cycle | 41.4797 | -88.2581 | 134
2025-09 | PJM | Kendall County Generation Facility | 55131 | STG3 | Dynegy Kendall Energy LLC | Natural Gas Fired Combined Cycle | 41.4797 | -88.2581 | 134
2025-09 | PJM | Kendall County Generation Facility | 55131 | STG4 | Dynegy Kendall Energy LLC | Natural Gas Fired Combined Cycle | 41.4797 | -88.2581 | 134
2025-09 | ERCO | Tenaska Gateway Generating Station | 55132 | GTG1 | Tenaska Gateway Partners Ltd | Natural Gas Fired Combined Cycle | 32.0178 | -94.6197 | 183.2
2025-09 | ERCO | Tenaska Gateway Generating Station | 55132 | GTG2 | Tenaska Gateway Partners Ltd | Natural Gas Fired Combined Cycle | 32.0178 | -94.6197 | 183.2
2025-09 | ERCO | Tenaska Gateway Generating Station | 55132 | GTG3 | Tenaska Gateway Partners Ltd | Natural Gas Fired Combined Cycle | 32.0178 | -94.6197 | 183.2
2025-09 | ERCO | Tenaska Gateway Generating Station | 55132 | STG1 | Tenaska Gateway Partners Ltd | Natural Gas Fired Combined Cycle | 32.0178 | -94.6197 | 390
2025-09 | MISO | Thomson Reuters Campus Bldg A-D | 55133 | 3086 | Thomson Corp | Petroleum Liquids | 44.8196 | -93.1156 | 2
2025-09 | MISO | Thomson Reuters Campus Bldg A-D | 55133 | 3087 | Thomson Corp | Petroleum Liquids | 44.8196 | -93.1156 | 2
2025-09 | MISO | Thomson Reuters Campus Bldg A-D | 55133 | 3088 | Thomson Corp | Petroleum Liquids | 44.8196 | -93.1156 | 2
2025-09 | MISO | Thomson Reuters Campus Bldg A-D | 55133 | 3089 | Thomson Corp | Petroleum Liquids | 44.8196 | -93.1156 | 2
2025-09 | MISO | Thomson Reuters Campus Bldg A-D | 55133 | 3090 | Thomson Corp | Petroleum Liquids | 44.8196 | -93.1156 | 2
2025-09 | MISO | Thomson Reuters Campus Bldg A-D | 55133 | 3091 | Thomson Corp | Petroleum Liquids | 44.8196 | -93.1156 | 2
2025-09 | MISO | Thomson Reuters Campus Bldg A-D | 55133 | 3093 | Thomson Corp | Petroleum Liquids | 44.8196 | -93.1156 | 2
2025-09 | MISO | Alliant Energy Neenah | 55135 | CT01 | Wisconsin Power & Light Co | Natural Gas Fired Combustion Turbine | 44.1936 | -88.5064 | 185.5
2025-09 | MISO | Alliant Energy Neenah | 55135 | CT02 | Wisconsin Power & Light Co | Natural Gas Fired Combustion Turbine | 44.1936 | -88.5064 | 185.5
2025-09 | ERCO | Rio Nogales Power Project | 55137 | CTG1 | City of San Antonio - (TX) | Natural Gas Fired Combined Cycle | 29.5931 | -97.9732 | 189
2025-09 | ERCO | Rio Nogales Power Project | 55137 | CTG2 | City of San Antonio - (TX) | Natural Gas Fired Combined Cycle | 29.5931 | -97.9732 | 189
2025-09 | ERCO | Rio Nogales Power Project | 55137 | CTG3 | City of San Antonio - (TX) | Natural Gas Fired Combined Cycle | 29.5931 | -97.9732 | 189
2025-09 | ERCO | Rio Nogales Power Project | 55137 | STG1 | City of San Antonio - (TX) | Natural Gas Fired Combined Cycle | 29.5931 | -97.9732 | 373.2
2025-09 | ERCO | Wolf Hollow I LP | 55139 | CTG1 | Wolf Hollow I Power, LLC | Natural Gas Fired Combined Cycle | 32.3342 | -97.7317 | 243.9
2025-09 | ERCO | Wolf Hollow I LP | 55139 | CTG2 | Wolf Hollow I Power, LLC | Natural Gas Fired Combined Cycle | 32.3342 | -97.7317 | 243.9
2025-09 | ERCO | Wolf Hollow I LP | 55139 | ST | Wolf Hollow I Power, LLC | Natural Gas Fired Combined Cycle | 32.3342 | -97.7317 | 300.6
2025-09 | ERCO | Hays Energy Project | 55144 | U1 | Hays Energy, LLC | Natural Gas Fired Combined Cycle | 29.7806 | -97.9894 | 241.7
2025-09 | ERCO | Hays Energy Project | 55144 | U2 | Hays Energy, LLC | Natural Gas Fired Combined Cycle | 29.7806 | -97.9894 | 241.7
2025-09 | ERCO | Hays Energy Project | 55144 | U3 | Hays Energy, LLC | Natural Gas Fired Combined Cycle | 29.7806 | -97.9894 | 252.8
2025-09 | ERCO | Hays Energy Project | 55144 | U4 | Hays Energy, LLC | Natural Gas Fired Combined Cycle | 29.7806 | -97.9894 | 252.8
2025-09 | SWPP | Green Country Power Station | 55146 | CTG1 | Public Service Co of Oklahoma | Natural Gas Fired Combined Cycle | 35.9833 | -95.9346 | 179.3
2025-09 | SWPP | Green Country Power Station | 55146 | CTG2 | Public Service Co of Oklahoma | Natural Gas Fired Combined Cycle | 35.9833 | -95.9346 | 179.3
2025-09 | SWPP | Green Country Power Station | 55146 | CTG3 | Public Service Co of Oklahoma | Natural Gas Fired Combined Cycle | 35.9833 | -95.9346 | 179.3
2025-09 | SWPP | Green Country Power Station | 55146 | STG1 | Public Service Co of Oklahoma | Natural Gas Fired Combined Cycle | 35.9833 | -95.9346 | 122
2025-09 | SWPP | Green Country Power Station | 55146 | STG2 | Public Service Co of Oklahoma | Natural Gas Fired Combined Cycle | 35.9833 | -95.9346 | 122
2025-09 | SWPP | Green Country Power Station | 55146 | STG3 | Public Service Co of Oklahoma | Natural Gas Fired Combined Cycle | 35.9833 | -95.9346 | 122
2025-09 | MISO | Worthington Generation LLC | 55148 | 1 | Hoosier Energy R E C, Inc | Natural Gas Fired Combustion Turbine | 39.0708 | -87.0128 | 60.5
2025-09 | MISO | Worthington Generation LLC | 55148 | 2 | Hoosier Energy R E C, Inc | Natural Gas Fired Combustion Turbine | 39.0708 | -87.0128 | 60.5
2025-09 | MISO | Worthington Generation LLC | 55148 | 3 | Hoosier Energy R E C, Inc | Natural Gas Fired Combustion Turbine | 39.0708 | -87.0128 | 60.5
2025-09 | MISO | Worthington Generation LLC | 55148 | 4 | Hoosier Energy R E C, Inc | Natural Gas Fired Combustion Turbine | 39.0708 | -87.0128 | 60.5
2025-09 | ISNE | Lake Road Generating Plant | 55149 | U1 | Lake Road Generating Co LP | Natural Gas Fired Combined Cycle | 41.872 | -71.8958 | 280
2025-09 | ISNE | Lake Road Generating Plant | 55149 | U2 | Lake Road Generating Co LP | Natural Gas Fired Combined Cycle | 41.872 | -71.8958 | 280
2025-09 | ISNE | Lake Road Generating Plant | 55149 | U3 | Lake Road Generating Co LP | Natural Gas Fired Combined Cycle | 41.872 | -71.8958 | 280
2025-09 | CISO | La Paloma Generating Plant | 55151 | GEN1 | CXA La Paloma LLC | Natural Gas Fired Combined Cycle | 35.2956 | -119.5919 | 289
2025-09 | CISO | La Paloma Generating Plant | 55151 | GEN2 | CXA La Paloma LLC | Natural Gas Fired Combined Cycle | 35.2956 | -119.5919 | 289
2025-09 | CISO | La Paloma Generating Plant | 55151 | GEN3 | CXA La Paloma LLC | Natural Gas Fired Combined Cycle | 35.2956 | -119.5919 | 289
2025-09 | CISO | La Paloma Generating Plant | 55151 | GEN4 | CXA La Paloma LLC | Natural Gas Fired Combined Cycle | 35.2956 | -119.5919 | 289
2025-09 | ERCO | Guadalupe Generating Station | 55153 | CTG1 | Guadalupe Power Partners LP | Natural Gas Fired Combined Cycle | 29.6244 | -98.1419 | 171.1
2025-09 | ERCO | Guadalupe Generating Station | 55153 | CTG2 | Guadalupe Power Partners LP | Natural Gas Fired Combined Cycle | 29.6244 | -98.1419 | 171.1
2025-09 | ERCO | Guadalupe Generating Station | 55153 | CTG3 | Guadalupe Power Partners LP | Natural Gas Fired Combined Cycle | 29.6244 | -98.1419 | 171.1
2025-09 | ERCO | Guadalupe Generating Station | 55153 | CTG4 | Guadalupe Power Partners LP | Natural Gas Fired Combined Cycle | 29.6244 | -98.1419 | 171.1
2025-09 | ERCO | Guadalupe Generating Station | 55153 | STG1 | Guadalupe Power Partners LP | Natural Gas Fired Combined Cycle | 29.6244 | -98.1419 | 201.9
2025-09 | ERCO | Guadalupe Generating Station | 55153 | STG2 | Guadalupe Power Partners LP | Natural Gas Fired Combined Cycle | 29.6244 | -98.1419 | 201.9
2025-09 | ERCO | Lost Pines 1 Power Project | 55154 | CTA | Lower Colorado River Authority | Natural Gas Fired Combined Cycle | 30.1478 | -97.2714 | 202.5
2025-09 | ERCO | Lost Pines 1 Power Project | 55154 | CTB | Lower Colorado River Authority | Natural Gas Fired Combined Cycle | 30.1478 | -97.2714 | 202.5
2025-09 | ERCO | Lost Pines 1 Power Project | 55154 | ST | Lower Colorado River Authority | Natural Gas Fired Combined Cycle | 30.1478 | -97.2714 | 204
2025-09 | NYIS | MM Albany Energy | 55155 | UNT1 | MM Albany Energy LLC | Landfill Gas | 42.7044 | -73.8509 | 0.9
2025-09 | NYIS | MM Albany Energy | 55155 | UNT2 | MM Albany Energy LLC | Landfill Gas | 42.7044 | -73.8509 | 0.9
2025-09 | NYIS | MM Albany Energy | 55155 | UNT3 | MM Albany Energy LLC | Landfill Gas | 42.7044 | -73.8509 | 0.9
2025-09 | NYIS | MM Albany Energy | 55155 | UNT4 | MM Albany Energy LLC | Landfill Gas | 42.7044 | -73.8509 | 1.6
2025-09 | NYIS | MM Albany Energy | 55155 | UNT5 | MM Albany Energy LLC | Landfill Gas | 42.7044 | -73.8509 | 1.6
2025-09 | CISO | MM Tulare Energy | 55160 | UNT1 | MM Tulare Energy LLC | Landfill Gas | 36.388 | -119.394 | 0.9
2025-09 | CISO | MM Tulare Energy | 55160 | UNT2 | MM Tulare Energy LLC | Landfill Gas | 36.388 | -119.394 | 0.9
2025-09 | CISO | MM Lopez Energy | 55161 | UNT1 | MM Lopez Energy LLC | Landfill Gas | 34.2925 | -118.3894 | 3
2025-09 | PJM | Bluegrass Generating Station | 55164 | CT1 | East Kentucky Power Coop, Inc | Natural Gas Fired Combustion Turbine | 38.3902 | -85.4133 | 208
2025-09 | PJM | Bluegrass Generating Station | 55164 | CT2 | East Kentucky Power Coop, Inc | Natural Gas Fired Combustion Turbine | 38.3902 | -85.4133 | 208
2025-09 | PJM | Bluegrass Generating Station | 55164 | CT3 | East Kentucky Power Coop, Inc | Natural Gas Fired Combustion Turbine | 38.3902 | -85.4133 | 208
2025-09 | MISO | Calcasieu | 55165 | G101 | Entergy Louisiana LLC | Natural Gas Fired Combustion Turbine | 30.1608 | -93.345 | 174.3
2025-09 | MISO | Calcasieu | 55165 | G102 | Entergy Louisiana LLC | Natural Gas Fired Combustion Turbine | 30.1608 | -93.345 | 184.5
2025-09 | ERCO | Bastrop Energy Center | 55168 | 0001 | Bastrop Energy Partners, LP | Natural Gas Fired Combined Cycle | 30.1458 | -97.55 | 188.2
2025-09 | ERCO | Bastrop Energy Center | 55168 | 0002 | Bastrop Energy Partners, LP | Natural Gas Fired Combined Cycle | 30.1458 | -97.55 | 188.2
2025-09 | ERCO | Bastrop Energy Center | 55168 | 0003 | Bastrop Energy Partners, LP | Natural Gas Fired Combined Cycle | 30.1458 | -97.55 | 242.3
2025-09 | ISNE | Granite Ridge | 55170 | CT11 | Granite Ridge Energy LLC | Natural Gas Fired Combined Cycle | 42.9042 | -71.4261 | 260
2025-09 | ISNE | Granite Ridge | 55170 | CT12 | Granite Ridge Energy LLC | Natural Gas Fired Combined Cycle | 42.9042 | -71.4261 | 260
2025-09 | ISNE | Granite Ridge | 55170 | STG | Granite Ridge Energy LLC | Natural Gas Fired Combined Cycle | 42.9042 | -71.4261 | 270
2025-09 | ERCO | Thad Hill Energy Center | 55172 | GT-1 | Thad Hill Energy Center, LLC | Natural Gas Fired Combined Cycle | 31.8594 | -97.3586 | 154
2025-09 | ERCO | Thad Hill Energy Center | 55172 | GT-2 | Thad Hill Energy Center, LLC | Natural Gas Fired Combined Cycle | 31.8594 | -97.3586 | 154
2025-09 | ERCO | Thad Hill Energy Center | 55172 | GT-3 | Thad Hill Energy Center, LLC | Natural Gas Fired Combined Cycle | 31.8594 | -97.3586 | 154
2025-09 | ERCO | Thad Hill Energy Center | 55172 | ST-4 | Thad Hill Energy Center, LLC | Natural Gas Fired Combined Cycle | 31.8594 | -97.3586 | 95
2025-09 | ERCO | Thad Hill Energy Center | 55172 | ST-5 | Thad Hill Energy Center, LLC | Natural Gas Fired Combined Cycle | 31.8594 | -97.3586 | 250
2025-09 | MISO | Acadia Energy Center | 55173 | CT11 | Cleco Power LLC | Natural Gas Fired Combined Cycle | 30.4286 | -92.4131 | 215.1
2025-09 | MISO | Acadia Energy Center | 55173 | CT12 | Cleco Power LLC | Natural Gas Fired Combined Cycle | 30.4286 | -92.4131 | 215.1
2025-09 | MISO | Acadia Energy Center | 55173 | CT24 | Cleco Power LLC | Natural Gas Fired Combined Cycle | 30.4286 | -92.4131 | 215.1
2025-09 | MISO | Acadia Energy Center | 55173 | CT25 | Cleco Power LLC | Natural Gas Fired Combined Cycle | 30.4286 | -92.4131 | 215.1
2025-09 | MISO | Acadia Energy Center | 55173 | ST13 | Cleco Power LLC | Natural Gas Fired Combined Cycle | 30.4286 | -92.4131 | 264.4
2025-09 | MISO | Acadia Energy Center | 55173 | ST26 | Cleco Power LLC | Natural Gas Fired Combined Cycle | 30.4286 | -92.4131 | 264.4
2025-09 | SWPP | Eastman Cogeneration Facility | 55176 | GEN1 | Eastman Cogeneration LP | Natural Gas Fired Combined Cycle | 32.4481 | -94.6903 | 170
2025-09 | SWPP | Eastman Cogeneration Facility | 55176 | GEN2 | Eastman Cogeneration LP | Natural Gas Fired Combined Cycle | 32.4481 | -94.6903 | 170
2025-09 | SWPP | Eastman Cogeneration Facility | 55176 | GEN3 | Eastman Cogeneration LP | Natural Gas Fired Combined Cycle | 32.4481 | -94.6903 | 127.7
2025-09 | SWPP | Dogwood Energy Facility | 55178 | CT-1 | Dogwood Power Management, LLC | Natural Gas Fired Combined Cycle | 38.7931 | -94.3006 | 192.6
2025-09 | SWPP | Dogwood Energy Facility | 55178 | CT-2 | Dogwood Power Management, LLC | Natural Gas Fired Combined Cycle | 38.7931 | -94.3006 | 192.6
2025-09 | SWPP | Dogwood Energy Facility | 55178 | ST-1 | Dogwood Power Management, LLC | Natural Gas Fired Combined Cycle | 38.7931 | -94.3006 | 270
2025-09 | CISO | Sunrise Power LLC | 55182 | STG | Sunrise Power Co LLC | Natural Gas Fired Combined Cycle | 35.2097 | -119.585 | 264
2025-09 | CISO | Sunrise Power LLC | 55182 | X718 | Sunrise Power Co LLC | Natural Gas Fired Combined Cycle | 35.2097 | -119.585 | 210.6
2025-09 | CISO | Sunrise Power LLC | 55182 | X719 | Sunrise Power Co LLC | Natural Gas Fired Combined Cycle | 35.2097 | -119.585 | 210.6
2025-09 | PJM | Nelson Energy Center | 55183 | CT1 | Invenergy Services LLC | Natural Gas Fired Combined Cycle | 41.7744 | -89.6072 | 181.9
2025-09 | PJM | Nelson Energy Center | 55183 | CT2 | Invenergy Services LLC | Natural Gas Fired Combined Cycle | 41.7744 | -89.6072 | 179.4
2025-09 | PJM | Nelson Energy Center | 55183 | ST1 | Invenergy Services LLC | Natural Gas Fired Combined Cycle | 41.7744 | -89.6072 | 133.1
2025-09 | PJM | Nelson Energy Center | 55183 | ST2 | Invenergy Services LLC | Natural Gas Fired Combined Cycle | 41.7744 | -89.6072 | 133.1
2025-09 | CISO | Aera San Ardo Cogen Facility | 55184 | UN-B | Aera Energy LLC-San Ardo | Natural Gas Fired Combustion Turbine | 35.9533 | -120.86 | 3.2
2025-09 | ERCO | Channelview Cogeneration Plant | 55187 | GT1 | EIF Channelview Cogeneration LLC | Natural Gas Fired Combined Cycle | 29.837 | -95.1217 | 192.1
2025-09 | ERCO | Channelview Cogeneration Plant | 55187 | GT2 | EIF Channelview Cogeneration LLC | Natural Gas Fired Combined Cycle | 29.837 | -95.1217 | 192.1
2025-09 | ERCO | Channelview Cogeneration Plant | 55187 | GT3 | EIF Channelview Cogeneration LLC | Natural Gas Fired Combined Cycle | 29.837 | -95.1217 | 192.1
2025-09 | ERCO | Channelview Cogeneration Plant | 55187 | GT4 | EIF Channelview Cogeneration LLC | Natural Gas Fired Combined Cycle | 29.837 | -95.1217 | 192.1
2025-09 | ERCO | Channelview Cogeneration Plant | 55187 | ST1 | EIF Channelview Cogeneration LLC | Natural Gas Fired Combined Cycle | 29.837 | -95.1217 | 149.9
2025-09 | PJM | Cordova Energy | 55188 | PT11 | Cordova Energy Co LLC | Natural Gas Fired Combined Cycle | 41.7122 | -90.2797 | 210
2025-09 | PJM | Cordova Energy | 55188 | PT21 | Cordova Energy Co LLC | Natural Gas Fired Combined Cycle | 41.7122 | -90.2797 | 210
2025-09 | PJM | Cordova Energy | 55188 | PT31 | Cordova Energy Co LLC | Natural Gas Fired Combined Cycle | 41.7122 | -90.2797 | 191.2
2025-09 | PJM | Ontelaunee Energy Center | 55193 | CTG1 | Ontelaunee Energy Center | Natural Gas Fired Combined Cycle | 40.4219 | -75.9356 | 250
2025-09 | PJM | Ontelaunee Energy Center | 55193 | CTG2 | Ontelaunee Energy Center | Natural Gas Fired Combined Cycle | 40.4219 | -75.9356 | 250
2025-09 | PJM | Ontelaunee Energy Center | 55193 | STG | Ontelaunee Energy Center | Natural Gas Fired Combined Cycle | 40.4219 | -75.9356 | 228
2025-09 | PJM | Springdale 1 & 2 | 55196 | UNT1 | Springdale Energy LLC | Natural Gas Fired Combustion Turbine | 40.5467 | -79.7683 | 43.8
2025-09 | PJM | Springdale 1 & 2 | 55196 | UNT2 | Springdale Energy LLC | Natural Gas Fired Combustion Turbine | 40.5467 | -79.7683 | 43.8
2025-09 | PJM | Riverside Generating LLC | 55198 | GTG1 | Riverside Generating Co LLC | Natural Gas Fired Combustion Turbine | 38.1917 | -82.6046 | 230
2025-09 | PJM | Riverside Generating LLC | 55198 | GTG2 | Riverside Generating Co LLC | Natural Gas Fired Combustion Turbine | 38.1917 | -82.6046 | 230
2025-09 | PJM | Riverside Generating LLC | 55198 | GTG3 | Riverside Generating Co LLC | Natural Gas Fired Combustion Turbine | 38.1917 | -82.6046 | 230
2025-09 | PJM | Riverside Generating LLC | 55198 | GTG4 | Riverside Generating Co LLC | Natural Gas Fired Combustion Turbine | 38.1917 | -82.6046 | 230
2025-09 | PJM | Riverside Generating LLC | 55198 | GTG5 | Riverside Generating Co LLC | Natural Gas Fired Combustion Turbine | 38.1917 | -82.6046 | 230
2025-09 | PJM | Elwood Energy LLC | 55199 | GT1 | Elwood Energy LLC | Natural Gas Fired Combustion Turbine | 41.4388 | -88.1236 | 192
2025-09 | PJM | Elwood Energy LLC | 55199 | GT2 | Elwood Energy LLC | Natural Gas Fired Combustion Turbine | 41.4388 | -88.1236 | 192
2025-09 | PJM | Elwood Energy LLC | 55199 | GT3 | Elwood Energy LLC | Natural Gas Fired Combustion Turbine | 41.4388 | -88.1236 | 192
2025-09 | PJM | Elwood Energy LLC | 55199 | GT4 | Elwood Energy LLC | Natural Gas Fired Combustion Turbine | 41.4388 | -88.1236 | 192
2025-09 | PJM | Elwood Energy LLC | 55199 | GT5 | Elwood Energy LLC | Natural Gas Fired Combustion Turbine | 41.4388 | -88.1236 | 192
2025-09 | PJM | Elwood Energy LLC | 55199 | GT6 | Elwood Energy LLC | Natural Gas Fired Combustion Turbine | 41.4388 | -88.1236 | 192
2025-09 | PJM | Elwood Energy LLC | 55199 | GT7 | Elwood Energy LLC | Natural Gas Fired Combustion Turbine | 41.4388 | -88.1236 | 192
2025-09 | MISO | Gibson City Energy Center LLC | 55201 | 1 | Gibson City Energy Center LLC | Natural Gas Fired Combustion Turbine | 40.4705 | -88.3987 | 135
2025-09 | MISO | Gibson City Energy Center LLC | 55201 | 2 | Gibson City Energy Center LLC | Natural Gas Fired Combustion Turbine | 40.4705 | -88.3987 | 135
2025-09 | MISO | Pinckneyville | 55202 | 1 | Union Electric Co - (MO) | Natural Gas Fired Combustion Turbine | 38.1114 | -89.3467 | 45
2025-09 | MISO | Pinckneyville | 55202 | 2 | Union Electric Co - (MO) | Natural Gas Fired Combustion Turbine | 38.1114 | -89.3467 | 45
2025-09 | MISO | Pinckneyville | 55202 | 3 | Union Electric Co - (MO) | Natural Gas Fired Combustion Turbine | 38.1114 | -89.3467 | 45
2025-09 | MISO | Pinckneyville | 55202 | 4 | Union Electric Co - (MO) | Natural Gas Fired Combustion Turbine | 38.1114 | -89.3467 | 45
2025-09 | MISO | Pinckneyville | 55202 | 5 | Union Electric Co - (MO) | Natural Gas Fired Combustion Turbine | 38.1114 | -89.3467 | 50
2025-09 | MISO | Pinckneyville | 55202 | 6 | Union Electric Co - (MO) | Natural Gas Fired Combustion Turbine | 38.1114 | -89.3467 | 50
2025-09 | MISO | Pinckneyville | 55202 | 7 | Union Electric Co - (MO) | Natural Gas Fired Combustion Turbine | 38.1114 | -89.3467 | 50
2025-09 | MISO | Pinckneyville | 55202 | 8 | Union Electric Co - (MO) | Natural Gas Fired Combustion Turbine | 38.1114 | -89.3467 | 50
2025-09 | MISO | Kinmundy | 55204 | 1 | Union Electric Co - (MO) | Natural Gas Fired Combustion Turbine | 38.7619 | -89.0128 | 135
2025-09 | MISO | Kinmundy | 55204 | 2 | Union Electric Co - (MO) | Natural Gas Fired Combustion Turbine | 38.7619 | -89.0128 | 135
2025-09 | ERCO | Corpus Christi Energy Center | 55206 | CT1 | Corpus Christi Cogeneration LLC | Natural Gas Fired Combined Cycle | 27.8139 | -97.4283 | 198.9
2025-09 | ERCO | Corpus Christi Energy Center | 55206 | CT2 | Corpus Christi Cogeneration LLC | Natural Gas Fired Combined Cycle | 27.8139 | -97.4283 | 198.9
2025-09 | ERCO | Corpus Christi Energy Center | 55206 | ST1 | Corpus Christi Cogeneration LLC | Natural Gas Fired Combined Cycle | 27.8139 | -97.4283 | 195.5
2025-09 | MISO | Lake Benton I | 55208 | EXIS | ALLETE Clean Energy | Onshore Wind Turbine | 44.2917 | -96.375 | 107.2
2025-09 | ISNE | ANP Bellingham Energy Project | 55211 | U1 | Bellingham Power Generation LLC | Natural Gas Fired Combined Cycle | 42.1106 | -71.4535 | 289
2025-09 | ISNE | ANP Bellingham Energy Project | 55211 | U2 | Bellingham Power Generation LLC | Natural Gas Fired Combined Cycle | 42.1106 | -71.4535 | 289
2025-09 | ISNE | ANP Blackstone Energy Project | 55212 | U1 | ANP Blackstone Energy Company LLC | Natural Gas Fired Combined Cycle | 42.0599 | -71.5158 | 289
2025-09 | ISNE | ANP Blackstone Energy Project | 55212 | U2 | ANP Blackstone Energy Company LLC | Natural Gas Fired Combined Cycle | 42.0599 | -71.5158 | 289
2025-09 | ERCO | Odessa-Ector Power Plant | 55215 | CTG1 | LaFrontera Holdings LLC | Natural Gas Fired Combined Cycle | 31.8403 | -102.3264 | 176
2025-09 | ERCO | Odessa-Ector Power Plant | 55215 | CTG2 | LaFrontera Holdings LLC | Natural Gas Fired Combined Cycle | 31.8403 | -102.3264 | 176
2025-09 | ERCO | Odessa-Ector Power Plant | 55215 | CTG3 | LaFrontera Holdings LLC | Natural Gas Fired Combined Cycle | 31.8403 | -102.3264 | 176
2025-09 | ERCO | Odessa-Ector Power Plant | 55215 | CTG4 | LaFrontera Holdings LLC | Natural Gas Fired Combined Cycle | 31.8403 | -102.3264 | 176
2025-09 | ERCO | Odessa-Ector Power Plant | 55215 | STG1 | LaFrontera Holdings LLC | Natural Gas Fired Combined Cycle | 31.8403 | -102.3264 | 224.4
2025-09 | ERCO | Odessa-Ector Power Plant | 55215 | STG2 | LaFrontera Holdings LLC | Natural Gas Fired Combined Cycle | 31.8403 | -102.3264 | 224.4
2025-09 | PJM | Morris Cogeneration LLC | 55216 | STG1 | Morris Cogeneration LLC | Natural Gas Fired Combined Cycle | 41.4119 | -88.3328 | 82.9
2025-09 | PJM | Morris Cogeneration LLC | 55216 | UNT1 | Morris Cogeneration LLC | Natural Gas Fired Combined Cycle | 41.4119 | -88.3328 | 45.3
2025-09 | PJM | Morris Cogeneration LLC | 55216 | UNT2 | Morris Cogeneration LLC | Natural Gas Fired Combined Cycle | 41.4119 | -88.3328 | 45.3
2025-09 | PJM | Morris Cogeneration LLC | 55216 | UNT3 | Morris Cogeneration LLC | Natural Gas Fired Combined Cycle | 41.4119 | -88.3328 | 45.3
2025-09 | CISO | Los Medanos Energy Center | 55217 | CTG1 | Los Medanos Energy Center LLC | Natural Gas Fired Combined Cycle | 38.0301 | -121.873 | 198.9
2025-09 | CISO | Los Medanos Energy Center | 55217 | CTG2 | Los Medanos Energy Center LLC | Natural Gas Fired Combined Cycle | 38.0301 | -121.873 | 198.9
2025-09 | CISO | Los Medanos Energy Center | 55217 | STG3 | Los Medanos Energy Center LLC | Natural Gas Fired Combined Cycle | 38.0301 | -121.873 | 280.5
2025-09 | MISO | Hinds Energy Facility | 55218 | H01 | Entergy Mississippi LLC | Natural Gas Fired Combined Cycle | 32.379 | -90.2199 | 176.6
2025-09 | MISO | Hinds Energy Facility | 55218 | H02 | Entergy Mississippi LLC | Natural Gas Fired Combined Cycle | 32.379 | -90.2199 | 176.6
2025-09 | MISO | Hinds Energy Facility | 55218 | H03 | Entergy Mississippi LLC | Natural Gas Fired Combined Cycle | 32.379 | -90.2199 | 198.1
2025-09 | MISO | Hinds Energy Facility | 55218 | H04BS | Entergy Mississippi LLC | Natural Gas Fired Combustion Turbine | 32.379 | -90.2199 | 49.1
2025-09 | MISO | Attala | 55220 | A01 | Entergy Mississippi LLC | Natural Gas Fired Combined Cycle | 33.0147 | -89.6753 | 176.6
2025-09 | MISO | Attala | 55220 | A02 | Entergy Mississippi LLC | Natural Gas Fired Combined Cycle | 33.0147 | -89.6753 | 176.6
2025-09 | MISO | Attala | 55220 | A03 | Entergy Mississippi LLC | Natural Gas Fired Combined Cycle | 33.0147 | -89.6753 | 198.1
2025-09 | MISO | Harry L. Oswald | 55221 | G1 | Arkansas Electric Coop Corp | Natural Gas Fired Combined Cycle | 34.5923 | -92.2166 | 51
2025-09 | MISO | Harry L. Oswald | 55221 | G2 | Arkansas Electric Coop Corp | Natural Gas Fired Combined Cycle | 34.5923 | -92.2166 | 51
2025-09 | MISO | Harry L. Oswald | 55221 | G3 | Arkansas Electric Coop Corp | Natural Gas Fired Combined Cycle | 34.5923 | -92.2166 | 51
2025-09 | MISO | Harry L. Oswald | 55221 | G4 | Arkansas Electric Coop Corp | Natural Gas Fired Combined Cycle | 34.5923 | -92.2166 | 51
2025-09 | MISO | Harry L. Oswald | 55221 | G5 | Arkansas Electric Coop Corp | Natural Gas Fired Combined Cycle | 34.5923 | -92.2166 | 51
2025-09 | MISO | Harry L. Oswald | 55221 | G6 | Arkansas Electric Coop Corp | Natural Gas Fired Combined Cycle | 34.5923 | -92.2166 | 51
2025-09 | MISO | Harry L. Oswald | 55221 | G7 | Arkansas Electric Coop Corp | Natural Gas Fired Combined Cycle | 34.5923 | -92.2166 | 83.5
2025-09 | MISO | Harry L. Oswald | 55221 | G8 | Arkansas Electric Coop Corp | Natural Gas Fired Combined Cycle | 34.5923 | -92.2166 | 105
2025-09 | MISO | Harry L. Oswald | 55221 | G9 | Arkansas Electric Coop Corp | Natural Gas Fired Combined Cycle | 34.5923 | -92.2166 | 105
2025-09 | PJM | Lincoln Generating Facility | 55222 | CTG1 | Lincoln Generating Facility LLC | Natural Gas Fired Combustion Turbine | 41.3933 | -87.9436 | 86.5
2025-09 | PJM | Lincoln Generating Facility | 55222 | CTG2 | Lincoln Generating Facility LLC | Natural Gas Fired Combustion Turbine | 41.3933 | -87.9436 | 86.5
2025-09 | PJM | Lincoln Generating Facility | 55222 | CTG3 | Lincoln Generating Facility LLC | Natural Gas Fired Combustion Turbine | 41.3933 | -87.9436 | 86.5
2025-09 | PJM | Lincoln Generating Facility | 55222 | CTG4 | Lincoln Generating Facility LLC | Natural Gas Fired Combustion Turbine | 41.3933 | -87.9436 | 86.5
2025-09 | PJM | Lincoln Generating Facility | 55222 | CTG5 | Lincoln Generating Facility LLC | Natural Gas Fired Combustion Turbine | 41.3933 | -87.9436 | 86.5
2025-09 | PJM | Lincoln Generating Facility | 55222 | CTG6 | Lincoln Generating Facility LLC | Natural Gas Fired Combustion Turbine | 41.3933 | -87.9436 | 86.5
2025-09 | PJM | Lincoln Generating Facility | 55222 | CTG7 | Lincoln Generating Facility LLC | Natural Gas Fired Combustion Turbine | 41.3933 | -87.9436 | 86.5
2025-09 | PJM | Lincoln Generating Facility | 55222 | CTG8 | Lincoln Generating Facility LLC | Natural Gas Fired Combustion Turbine | 41.3933 | -87.9436 | 86.5
2025-09 | ERCO | Ennis Power Company LLC | 55223 | GT1 | Ennis Power Company LLC | Natural Gas Fired Combined Cycle | 32.32 | -96.675 | 285
2025-09 | ERCO | Ennis Power Company LLC | 55223 | ST1 | Ennis Power Company LLC | Natural Gas Fired Combined Cycle | 32.32 | -96.675 | 133
2025-09 | MISO | Wheatland Generating Facility | 55224 | CTG1 | Duke Energy Indiana, LLC | Natural Gas Fired Combustion Turbine | 38.6716 | -87.2931 | 125.1
2025-09 | MISO | Wheatland Generating Facility | 55224 | CTG2 | Duke Energy Indiana, LLC | Natural Gas Fired Combustion Turbine | 38.6716 | -87.2931 | 125.1
2025-09 | MISO | Wheatland Generating Facility | 55224 | CTG3 | Duke Energy Indiana, LLC | Natural Gas Fired Combustion Turbine | 38.6716 | -87.2931 | 125.1
2025-09 | MISO | Wheatland Generating Facility | 55224 | CTG4 | Duke Energy Indiana, LLC | Natural Gas Fired Combustion Turbine | 38.6716 | -87.2931 | 125.1
2025-09 | SWPP | Oneta Energy Center | 55225 | CTG1 | Oneta Power LLC | Natural Gas Fired Combined Cycle | 36.0119 | -95.6967 | 176
2025-09 | SWPP | Oneta Energy Center | 55225 | CTG2 | Oneta Power LLC | Natural Gas Fired Combined Cycle | 36.0119 | -95.6967 | 176
2025-09 | SWPP | Oneta Energy Center | 55225 | CTG3 | Oneta Power LLC | Natural Gas Fired Combined Cycle | 36.0119 | -95.6967 | 176
2025-09 | SWPP | Oneta Energy Center | 55225 | CTG4 | Oneta Power LLC | Natural Gas Fired Combined Cycle | 36.0119 | -95.6967 | 176
2025-09 | SWPP | Oneta Energy Center | 55225 | STG1 | Oneta Power LLC | Natural Gas Fired Combined Cycle | 36.0119 | -95.6967 | 255
2025-09 | SWPP | Oneta Energy Center | 55225 | STG2 | Oneta Power LLC | Natural Gas Fired Combined Cycle | 36.0119 | -95.6967 | 255
2025-09 | ERCO | Freestone Energy Center | 55226 | GT1 | Freestone Power Generation LLC | Natural Gas Fired Combined Cycle | 31.8907 | -96.1131 | 166.7
2025-09 | ERCO | Freestone Energy Center | 55226 | GT2 | Freestone Power Generation LLC | Natural Gas Fired Combined Cycle | 31.8907 | -96.1131 | 166.7
2025-09 | ERCO | Freestone Energy Center | 55226 | GT3 | Freestone Power Generation LLC | Natural Gas Fired Combined Cycle | 31.8907 | -96.1131 | 166.7
2025-09 | ERCO | Freestone Energy Center | 55226 | GT4 | Freestone Power Generation LLC | Natural Gas Fired Combined Cycle | 31.8907 | -96.1131 | 166.7
2025-09 | ERCO | Freestone Energy Center | 55226 | ST3 | Freestone Power Generation LLC | Natural Gas Fired Combined Cycle | 31.8907 | -96.1131 | 184.6
2025-09 | ERCO | Freestone Energy Center | 55226 | ST6 | Freestone Power Generation LLC | Natural Gas Fired Combined Cycle | 31.8907 | -96.1131 | 184.6
2025-09 | PJM | Greenville Electric Generating Station | 55228 | GT1 | Buckeye Power, Inc | Natural Gas Fired Combustion Turbine | 40.0758 | -84.6151 | 59
2025-09 | PJM | Greenville Electric Generating Station | 55228 | GT2 | Buckeye Power, Inc | Natural Gas Fired Combustion Turbine | 40.0758 | -84.6151 | 59
2025-09 | PJM | Greenville Electric Generating Station | 55228 | GT3 | Buckeye Power, Inc | Natural Gas Fired Combustion Turbine | 40.0758 | -84.6151 | 59
2025-09 | PJM | Greenville Electric Generating Station | 55228 | GT4 | Buckeye Power, Inc | Natural Gas Fired Combustion Turbine | 40.0758 | -84.6151 | 59
2025-09 | MISO | Montpelier Electric Generating Station | 55229 | GT1 | Kimura Power LLC | Natural Gas Fired Combustion Turbine | 40.6206 | -85.3057 | 59
2025-09 | MISO | Montpelier Electric Generating Station | 55229 | GT2 | Kimura Power LLC | Natural Gas Fired Combustion Turbine | 40.6206 | -85.3057 | 59
2025-09 | MISO | Montpelier Electric Generating Station | 55229 | GT3 | Kimura Power LLC | Natural Gas Fired Combustion Turbine | 40.6206 | -85.3057 | 59
2025-09 | MISO | Montpelier Electric Generating Station | 55229 | GT4 | Kimura Power LLC | Natural Gas Fired Combustion Turbine | 40.6206 | -85.3057 | 59
2025-09 | ERCO | Jack County | 55230 | CT1 | Jack County Power, LLC | Natural Gas Fired Combined Cycle | 33.101 | -97.9574 | 170
2025-09 | ERCO | Jack County | 55230 | CT2 | Jack County Power, LLC | Natural Gas Fired Combined Cycle | 33.101 | -97.9574 | 170
2025-09 | ERCO | Jack County | 55230 | CT3 | Jack County Power, LLC | Natural Gas Fired Combined Cycle | 33.101 | -97.9574 | 170
2025-09 | ERCO | Jack County | 55230 | CT4 | Jack County Power, LLC | Natural Gas Fired Combined Cycle | 33.101 | -97.9574 | 170
2025-09 | ERCO | Jack County | 55230 | ST1 | Jack County Power, LLC | Natural Gas Fired Combined Cycle | 33.101 | -97.9574 | 300
2025-09 | ERCO | Jack County | 55230 | ST2 | Jack County Power, LLC | Natural Gas Fired Combined Cycle | 33.101 | -97.9574 | 300
2025-09 | PJM | Liberty Electric Power Plant | 55231 | GTG1 | Liberty Electric Power LLC | Natural Gas Fired Combined Cycle | 39.8614 | -75.3358 | 186
2025-09 | PJM | Liberty Electric Power Plant | 55231 | GTG2 | Liberty Electric Power LLC | Natural Gas Fired Combined Cycle | 39.8614 | -75.3358 | 186
2025-09 | PJM | Liberty Electric Power Plant | 55231 | STG | Liberty Electric Power LLC | Natural Gas Fired Combined Cycle | 39.8614 | -75.3358 | 242
2025-09 | PJM | Handsome Lake Energy LLC | 55233 | GT01 | Handsome Lake Energy LLC | Natural Gas Fired Combustion Turbine | 41.2908 | -79.8061 | 58.9
2025-09 | PJM | Handsome Lake Energy LLC | 55233 | GT02 | Handsome Lake Energy LLC | Natural Gas Fired Combustion Turbine | 41.2908 | -79.8061 | 58.9
2025-09 | PJM | Handsome Lake Energy LLC | 55233 | GT03 | Handsome Lake Energy LLC | Natural Gas Fired Combustion Turbine | 41.2908 | -79.8061 | 58.9
2025-09 | PJM | Handsome Lake Energy LLC | 55233 | GT04 | Handsome Lake Energy LLC | Natural Gas Fired Combustion Turbine | 41.2908 | -79.8061 | 58.9
2025-09 | PJM | Handsome Lake Energy LLC | 55233 | GT05 | Handsome Lake Energy LLC | Natural Gas Fired Combustion Turbine | 41.2908 | -79.8061 | 58.9
2025-09 | MISO | Audrain Generating Station | 55234 | GT1 | Union Electric Co - (MO) | Natural Gas Fired Combustion Turbine | 39.3092 | -91.5369 | 101.8
2025-09 | MISO | Audrain Generating Station | 55234 | GT2 | Union Electric Co - (MO) | Natural Gas Fired Combustion Turbine | 39.3092 | -91.5369 | 101.8
2025-09 | MISO | Audrain Generating Station | 55234 | GT3 | Union Electric Co - (MO) | Natural Gas Fired Combustion Turbine | 39.3092 | -91.5369 | 101.8
2025-09 | MISO | Audrain Generating Station | 55234 | GT4 | Union Electric Co - (MO) | Natural Gas Fired Combustion Turbine | 39.3092 | -91.5369 | 101.8
2025-09 | MISO | Audrain Generating Station | 55234 | GT5 | Union Electric Co - (MO) | Natural Gas Fired Combustion Turbine | 39.3092 | -91.5369 | 101.8
2025-09 | MISO | Audrain Generating Station | 55234 | GT6 | Union Electric Co - (MO) | Natural Gas Fired Combustion Turbine | 39.3092 | -91.5369 | 101.8
2025-09 | MISO | Audrain Generating Station | 55234 | GT7 | Union Electric Co - (MO) | Natural Gas Fired Combustion Turbine | 39.3092 | -91.5369 | 101.8
2025-09 | MISO | Audrain Generating Station | 55234 | GT8 | Union Electric Co - (MO) | Natural Gas Fired Combustion Turbine | 39.3092 | -91.5369 | 101.8
2025-09 | PJM | Lee Energy Facility | 55236 | CT1 | Lee County Generating Station | Natural Gas Fired Combustion Turbine | 41.8287 | -89.4054 | 86.5
2025-09 | PJM | Lee Energy Facility | 55236 | CT2 | Lee County Generating Station | Natural Gas Fired Combustion Turbine | 41.8287 | -89.4054 | 86.5
2025-09 | PJM | Lee Energy Facility | 55236 | CT3 | Lee County Generating Station | Natural Gas Fired Combustion Turbine | 41.8287 | -89.4054 | 86.5
2025-09 | PJM | Lee Energy Facility | 55236 | CT4 | Lee County Generating Station | Natural Gas Fired Combustion Turbine | 41.8287 | -89.4054 | 86.5
2025-09 | PJM | Lee Energy Facility | 55236 | CT5 | Lee County Generating Station | Natural Gas Fired Combustion Turbine | 41.8287 | -89.4054 | 86.5
2025-09 | PJM | Lee Energy Facility | 55236 | CT6 | Lee County Generating Station | Natural Gas Fired Combustion Turbine | 41.8287 | -89.4054 | 86.5
2025-09 | PJM | Lee Energy Facility | 55236 | CT7 | Lee County Generating Station | Natural Gas Fired Combustion Turbine | 41.8287 | -89.4054 | 86.5
2025-09 | PJM | Lee Energy Facility | 55236 | CT8 | Lee County Generating Station | Natural Gas Fired Combustion Turbine | 41.8287 | -89.4054 | 86.5
2025-09 | MISO | Shelby Energy County | 55237 | CTG1 | Shelby County Energy Center, LLC | Natural Gas Fired Combustion Turbine | 39.2794 | -88.4772 | 60.5
2025-09 | MISO | Shelby Energy County | 55237 | CTG2 | Shelby County Energy Center, LLC | Natural Gas Fired Combustion Turbine | 39.2794 | -88.4772 | 60.5
2025-09 | MISO | Shelby Energy County | 55237 | CTG3 | Shelby County Energy Center, LLC | Natural Gas Fired Combustion Turbine | 39.2794 | -88.4772 | 60.5
2025-09 | MISO | Shelby Energy County | 55237 | CTG4 | Shelby County Energy Center, LLC | Natural Gas Fired Combustion Turbine | 39.2794 | -88.4772 | 60.5
2025-09 | MISO | Shelby Energy County | 55237 | CTG5 | Shelby County Energy Center, LLC | Natural Gas Fired Combustion Turbine | 39.2794 | -88.4772 | 60.5
2025-09 | MISO | Shelby Energy County | 55237 | CTG6 | Shelby County Energy Center, LLC | Natural Gas Fired Combustion Turbine | 39.2794 | -88.4772 | 60.5
2025-09 | MISO | Shelby Energy County | 55237 | CTG7 | Shelby County Energy Center, LLC | Natural Gas Fired Combustion Turbine | 39.2794 | -88.4772 | 60
2025-09 | MISO | Shelby Energy County | 55237 | CTG8 | Shelby County Energy Center, LLC | Natural Gas Fired Combustion Turbine | 39.2794 | -88.4772 | 60
2025-09 | PJM | NRG Rockford I | 55238 | 0001 | Rockford Generation LLC | Natural Gas Fired Combustion Turbine | 42.2386 | -89.1012 | 158
2025-09 | PJM | NRG Rockford I | 55238 | 0002 | Rockford Generation LLC | Natural Gas Fired Combustion Turbine | 42.2386 | -89.1012 | 158
2025-09 | PJM | Red Oak Power LLC | 55239 | 0001 | Red Oak Operating Services LLC | Natural Gas Fired Combined Cycle | 40.4487 | -74.3489 | 180.2
2025-09 | PJM | Red Oak Power LLC | 55239 | 0002 | Red Oak Operating Services LLC | Natural Gas Fired Combined Cycle | 40.4487 | -74.3489 | 180.2
2025-09 | PJM | Red Oak Power LLC | 55239 | 0003 | Red Oak Operating Services LLC | Natural Gas Fired Combined Cycle | 40.4487 | -74.3489 | 180.2
2025-09 | PJM | Red Oak Power LLC | 55239 | 0004 | Red Oak Operating Services LLC | Natural Gas Fired Combined Cycle | 40.4487 | -74.3489 | 280.5
2025-09 | PJM | Darby Power, LLC | 55247 | GT1 | Darby Power, LLC | Natural Gas Fired Combustion Turbine | 39.7139 | -83.1778 | 94
2025-09 | PJM | Darby Power, LLC | 55247 | GT2 | Darby Power, LLC | Natural Gas Fired Combustion Turbine | 39.7139 | -83.1778 | 94
2025-09 | PJM | Darby Power, LLC | 55247 | GT3 | Darby Power, LLC | Natural Gas Fired Combustion Turbine | 39.7139 | -83.1778 | 94
2025-09 | PJM | Darby Power, LLC | 55247 | GT4 | Darby Power, LLC | Natural Gas Fired Combustion Turbine | 39.7139 | -83.1778 | 94
2025-09 | PJM | Darby Power, LLC | 55247 | GT5 | Darby Power, LLC | Natural Gas Fired Combustion Turbine | 39.7139 | -83.1778 | 94
2025-09 | PJM | Darby Power, LLC | 55247 | GT6 | Darby Power, LLC | Natural Gas Fired Combustion Turbine | 39.7139 | -83.1778 | 94
2025-09 | PJM | University Park South | 55250 | UPG1 | University Park Energy LLC | Natural Gas Fired Combustion Turbine | 41.4409 | -87.7532 | 58.9
2025-09 | PJM | University Park South | 55250 | UPG2 | University Park Energy LLC | Natural Gas Fired Combustion Turbine | 41.4409 | -87.7532 | 58.9
2025-09 | PJM | University Park South | 55250 | UPG3 | University Park Energy LLC | Natural Gas Fired Combustion Turbine | 41.4409 | -87.7532 | 58.9
2025-09 | PJM | University Park South | 55250 | UPG4 | University Park Energy LLC | Natural Gas Fired Combustion Turbine | 41.4409 | -87.7532 | 58.9
2025-09 | PJM | University Park South | 55250 | UPG5 | University Park Energy LLC | Natural Gas Fired Combustion Turbine | 41.4409 | -87.7532 | 58.9
2025-09 | PJM | University Park South | 55250 | UPG6 | University Park Energy LLC | Natural Gas Fired Combustion Turbine | 41.4409 | -87.7532 | 58.9
2025-09 | PJM | Crete Energy Venture LLC | 55253 | GT1 | Crete Energy Venture LLC | Natural Gas Fired Combustion Turbine | 41.4294 | -87.6187 | 89
2025-09 | PJM | Crete Energy Venture LLC | 55253 | GT2 | Crete Energy Venture LLC | Natural Gas Fired Combustion Turbine | 41.4294 | -87.6187 | 89
2025-09 | PJM | Crete Energy Venture LLC | 55253 | GT3 | Crete Energy Venture LLC | Natural Gas Fired Combustion Turbine | 41.4294 | -87.6187 | 89
2025-09 | PJM | Crete Energy Venture LLC | 55253 | GT4 | Crete Energy Venture LLC | Natural Gas Fired Combustion Turbine | 41.4294 | -87.6187 | 89
2025-09 | MISO | Whiting Clean Energy | 55259 | CT1 | BP Alternative Energy | Natural Gas Fired Combined Cycle | 41.6739 | -87.4775 | 181.9
2025-09 | MISO | Whiting Clean Energy | 55259 | CT2 | BP Alternative Energy | Natural Gas Fired Combined Cycle | 41.6739 | -87.4775 | 181.9
2025-09 | MISO | Whiting Clean Energy | 55259 | ST1 | BP Alternative Energy | Natural Gas Fired Combined Cycle | 41.6739 | -87.4775 | 213
2025-09 | PJM | Bowling Green Generating Station | 55262 | CT1 | American Mun Power-Ohio, Inc | Natural Gas Fired Combustion Turbine | 41.3974 | -83.6412 | 33
2025-09 | PJM | Bowling Green Generating Station | 55262 | CT2 | American Mun Power-Ohio, Inc | Natural Gas Fired Combustion Turbine | 41.3974 | -83.6412 | 16.5
2025-09 | PJM | Galion Generating Station | 55263 | CT1 | American Mun Power-Ohio, Inc | Natural Gas Fired Combustion Turbine | 40.7167 | -82.789 | 33
2025-09 | PJM | Galion Generating Station | 55263 | CT2 | American Mun Power-Ohio, Inc | Natural Gas Fired Combustion Turbine | 40.7167 | -82.789 | 16.5
2025-09 | PJM | Napoleon Peaking Station | 55264 | CT1 | American Mun Power-Ohio, Inc | Natural Gas Fired Combustion Turbine | 41.4079 | -84.1095 | 33
2025-09 | PJM | Napoleon Peaking Station | 55264 | CT2 | American Mun Power-Ohio, Inc | Natural Gas Fired Combustion Turbine | 41.4079 | -84.1095 | 16.5
2025-09 | MISO | Lake Benton II | 55265 | EXIS | Northern States Power Co - Minnesota | Onshore Wind Turbine | 44.1294 | -96.117 | 100.2
2025-09 | MISO | Jackson Generating Station | 55270 | 7EA | Consumers Energy Co - (MI) | Natural Gas Fired Combined Cycle | 42.2488 | -84.3767 | 79
2025-09 | MISO | Jackson Generating Station | 55270 | LM1 | Consumers Energy Co - (MI) | Natural Gas Fired Combined Cycle | 42.2488 | -84.3767 | 60
2025-09 | MISO | Jackson Generating Station | 55270 | LM2 | Consumers Energy Co - (MI) | Natural Gas Fired Combined Cycle | 42.2488 | -84.3767 | 60
2025-09 | MISO | Jackson Generating Station | 55270 | LM3 | Consumers Energy Co - (MI) | Natural Gas Fired Combined Cycle | 42.2488 | -84.3767 | 60
2025-09 | MISO | Jackson Generating Station | 55270 | LM4 | Consumers Energy Co - (MI) | Natural Gas Fired Combined Cycle | 42.2488 | -84.3767 | 60
2025-09 | MISO | Jackson Generating Station | 55270 | LM5 | Consumers Energy Co - (MI) | Natural Gas Fired Combined Cycle | 42.2488 | -84.3767 | 60
2025-09 | MISO | Jackson Generating Station | 55270 | LM6 | Consumers Energy Co - (MI) | Natural Gas Fired Combined Cycle | 42.2488 | -84.3767 | 60
2025-09 | MISO | Jackson Generating Station | 55270 | ST1 | Consumers Energy Co - (MI) | Natural Gas Fired Combined Cycle | 42.2488 | -84.3767 | 105
2025-09 | MISO | Jackson Generating Station | 55270 | ST2 | Consumers Energy Co - (MI) | Natural Gas Fired Combined Cycle | 42.2488 | -84.3767 | 105
2025-09 | PJM | Ceredo Generating Station | 55276 | 01 | Appalachian Power Co | Natural Gas Fired Combustion Turbine | 38.3681 | -82.5339 | 86.5
2025-09 | PJM | Ceredo Generating Station | 55276 | 02 | Appalachian Power Co | Natural Gas Fired Combustion Turbine | 38.3681 | -82.5339 | 86.5
2025-09 | PJM | Ceredo Generating Station | 55276 | 03 | Appalachian Power Co | Natural Gas Fired Combustion Turbine | 38.3681 | -82.5339 | 86.5
2025-09 | PJM | Ceredo Generating Station | 55276 | 04 | Appalachian Power Co | Natural Gas Fired Combustion Turbine | 38.3681 | -82.5339 | 86.5
2025-09 | PJM | Ceredo Generating Station | 55276 | 05 | Appalachian Power Co | Natural Gas Fired Combustion Turbine | 38.3681 | -82.5339 | 86.5
2025-09 | PJM | Ceredo Generating Station | 55276 | 06 | Appalachian Power Co | Natural Gas Fired Combustion Turbine | 38.3681 | -82.5339 | 86.5
2025-09 | PJM | Aurora | 55279 | CTG1 | Aurora Generation LLC | Natural Gas Fired Combustion Turbine | 41.8151 | -88.2265 | 180.8
2025-09 | PJM | Aurora | 55279 | CTG10 | Aurora Generation LLC | Natural Gas Fired Combustion Turbine | 41.8151 | -88.2265 | 60.5
2025-09 | PJM | Aurora | 55279 | CTG2 | Aurora Generation LLC | Natural Gas Fired Combustion Turbine | 41.8151 | -88.2265 | 180.8
2025-09 | PJM | Aurora | 55279 | CTG3 | Aurora Generation LLC | Natural Gas Fired Combustion Turbine | 41.8151 | -88.2265 | 180.8
2025-09 | PJM | Aurora | 55279 | CTG4 | Aurora Generation LLC | Natural Gas Fired Combustion Turbine | 41.8151 | -88.2265 | 180.8
2025-09 | PJM | Aurora | 55279 | CTG5 | Aurora Generation LLC | Natural Gas Fired Combustion Turbine | 41.8151 | -88.2265 | 60.5
2025-09 | PJM | Aurora | 55279 | CTG6 | Aurora Generation LLC | Natural Gas Fired Combustion Turbine | 41.8151 | -88.2265 | 60.5
2025-09 | PJM | Aurora | 55279 | CTG7 | Aurora Generation LLC | Natural Gas Fired Combustion Turbine | 41.8151 | -88.2265 | 60.5
2025-09 | PJM | Aurora | 55279 | CTG8 | Aurora Generation LLC | Natural Gas Fired Combustion Turbine | 41.8151 | -88.2265 | 60.5
2025-09 | PJM | Aurora | 55279 | CTG9 | Aurora Generation LLC | Natural Gas Fired Combustion Turbine | 41.8151 | -88.2265 | 60.5
2025-09 | PJM | Big Sandy Peaker Plant | 55284 | BSG1 | Middle River Power II, LLC | Natural Gas Fired Combustion Turbine | 38.3441 | -82.5938 | 58.9
2025-09 | PJM | Big Sandy Peaker Plant | 55284 | BSG2 | Middle River Power II, LLC | Natural Gas Fired Combustion Turbine | 38.3441 | -82.5938 | 58.9
2025-09 | PJM | Big Sandy Peaker Plant | 55284 | BSG3 | Middle River Power II, LLC | Natural Gas Fired Combustion Turbine | 38.3441 | -82.5938 | 58.9
2025-09 | PJM | Big Sandy Peaker Plant | 55284 | BSG4 | Middle River Power II, LLC | Natural Gas Fired Combustion Turbine | 38.3441 | -82.5938 | 58.9
2025-09 | PJM | Big Sandy Peaker Plant | 55284 | BSG5 | Middle River Power II, LLC | Natural Gas Fired Combustion Turbine | 38.3441 | -82.5938 | 58.9
2025-09 | PJM | Big Sandy Peaker Plant | 55284 | BSG6 | Middle River Power II, LLC | Natural Gas Fired Combustion Turbine | 38.3441 | -82.5938 | 58.9
2025-09 | PJM | Wolf Hills Energy | 55285 | WHG1 | Middle River Power II, LLC | Natural Gas Fired Combustion Turbine | 36.6644 | -82.1044 | 57
2025-09 | PJM | Wolf Hills Energy | 55285 | WHG2 | Middle River Power II, LLC | Natural Gas Fired Combustion Turbine | 36.6644 | -82.1044 | 57
2025-09 | PJM | Wolf Hills Energy | 55285 | WHG3 | Middle River Power II, LLC | Natural Gas Fired Combustion Turbine | 36.6644 | -82.1044 | 57
2025-09 | PJM | Wolf Hills Energy | 55285 | WHG4 | Middle River Power II, LLC | Natural Gas Fired Combustion Turbine | 36.6644 | -82.1044 | 57
2025-09 | PJM | Wolf Hills Energy | 55285 | WHG5 | Middle River Power II, LLC | Natural Gas Fired Combustion Turbine | 36.6644 | -82.1044 | 57
2025-09 | MISO | Storm Lake II | 55287 | EXIS | ALLETE Clean Energy | Onshore Wind Turbine | 42.8417 | -95.405 | 80.2
2025-09 | ISNE | Medway Hydro | 55288 | MW01 | Brookfield Black Bear Hydro, LLC | Conventional Hydroelectric | 45.6072 | -68.5453 | 0.8
2025-09 | ISNE | Medway Hydro | 55288 | MW02 | Brookfield Black Bear Hydro, LLC | Conventional Hydroelectric | 45.6072 | -68.5453 | 0.8
2025-09 | ISNE | Medway Hydro | 55288 | MW03 | Brookfield Black Bear Hydro, LLC | Conventional Hydroelectric | 45.6072 | -68.5453 | 0.8
2025-09 | ISNE | Medway Hydro | 55288 | MW04 | Brookfield Black Bear Hydro, LLC | Conventional Hydroelectric | 45.6072 | -68.5453 | 0.8
2025-09 | ISNE | Medway Hydro | 55288 | MW05 | Brookfield Black Bear Hydro, LLC | Conventional Hydroelectric | 45.6072 | -68.5453 | 0.8
2025-09 | ISNE | Westbrook Energy Center Power Plant | 55294 | GTG1 | Westbrook Energy Center | Natural Gas Fired Combined Cycle | 43.6575 | -70.375 | 184.2
2025-09 | ISNE | Westbrook Energy Center Power Plant | 55294 | GTG2 | Westbrook Energy Center | Natural Gas Fired Combined Cycle | 43.6575 | -70.375 | 184.2
2025-09 | ISNE | Westbrook Energy Center Power Plant | 55294 | STG3 | Westbrook Energy Center | Natural Gas Fired Combined Cycle | 43.6575 | -70.375 | 195.5
2025-09 | CISO | Blythe Energy Inc | 55295 | CT1 | AltaGas Blythe Operations Inc | Natural Gas Fired Combined Cycle | 33.6157 | -114.6865 | 182
2025-09 | CISO | Blythe Energy Inc | 55295 | CT2 | AltaGas Blythe Operations Inc | Natural Gas Fired Combined Cycle | 33.6157 | -114.6865 | 182
2025-09 | CISO | Blythe Energy Inc | 55295 | ST1 | AltaGas Blythe Operations Inc | Natural Gas Fired Combined Cycle | 33.6157 | -114.6865 | 227
2025-09 | PJM | Calumet Energy Team LLC | 55296 | CT11 | IPA Operations Inc - Calumet | Natural Gas Fired Combustion Turbine | 41.6835 | -87.5563 | 156.4
2025-09 | PJM | Calumet Energy Team LLC | 55296 | CT12 | IPA Operations Inc - Calumet | Natural Gas Fired Combustion Turbine | 41.6835 | -87.5563 | 156.4
2025-09 | PJM | New Covert Generating Facility | 55297 | 1 | Consumers Energy Co - (MI) | Natural Gas Fired Combined Cycle | 42.3224 | -86.2937 | 245
2025-09 | PJM | New Covert Generating Facility | 55297 | 1A | Consumers Energy Co - (MI) | Natural Gas Fired Combined Cycle | 42.3224 | -86.2937 | 147
2025-09 | PJM | New Covert Generating Facility | 55297 | 2 | Consumers Energy Co - (MI) | Natural Gas Fired Combined Cycle | 42.3224 | -86.2937 | 245
2025-09 | PJM | New Covert Generating Facility | 55297 | 2A | Consumers Energy Co - (MI) | Natural Gas Fired Combined Cycle | 42.3224 | -86.2937 | 147
2025-09 | PJM | New Covert Generating Facility | 55297 | 3 | Consumers Energy Co - (MI) | Natural Gas Fired Combined Cycle | 42.3224 | -86.2937 | 245
2025-09 | PJM | New Covert Generating Facility | 55297 | 3A | Consumers Energy Co - (MI) | Natural Gas Fired Combined Cycle | 42.3224 | -86.2937 | 147
2025-09 | PJM | Fairless Energy Center | 55298 | CT1A | Edgewater Generation, LLC | Natural Gas Fired Combined Cycle | 40.1475 | -74.7411 | 198.9
2025-09 | PJM | Fairless Energy Center | 55298 | CT1B | Edgewater Generation, LLC | Natural Gas Fired Combined Cycle | 40.1475 | -74.7411 | 198.9
2025-09 | PJM | Fairless Energy Center | 55298 | CT2A | Edgewater Generation, LLC | Natural Gas Fired Combined Cycle | 40.1475 | -74.7411 | 198.9
2025-09 | PJM | Fairless Energy Center | 55298 | CT2B | Edgewater Generation, LLC | Natural Gas Fired Combined Cycle | 40.1475 | -74.7411 | 198.9
2025-09 | PJM | Fairless Energy Center | 55298 | ST1 | Edgewater Generation, LLC | Natural Gas Fired Combined Cycle | 40.1475 | -74.7411 | 271.2
2025-09 | PJM | Fairless Energy Center | 55298 | ST2 | Edgewater Generation, LLC | Natural Gas Fired Combined Cycle | 40.1475 | -74.7411 | 271.2
2025-09 | ERCO | Channel Energy Center LLC | 55299 | CTG1 | Channel Energy Center LLC | Natural Gas Fired Combined Cycle | 29.7189 | -95.2319 | 215
2025-09 | ERCO | Channel Energy Center LLC | 55299 | CTG2 | Channel Energy Center LLC | Natural Gas Fired Combined Cycle | 29.7189 | -95.2319 | 215
2025-09 | ERCO | Channel Energy Center LLC | 55299 | CTG3 | Channel Energy Center LLC | Natural Gas Fired Combined Cycle | 29.7189 | -95.2319 | 208.8
2025-09 | ERCO | Channel Energy Center LLC | 55299 | ST-1 | Channel Energy Center LLC | Natural Gas Fired Combined Cycle | 29.7189 | -95.2319 | 285
2025-09 | MISO | Air Products Port Arthur | 55309 | GEN 5 | Air Products LLC | Natural Gas Fired Combustion Turbine | 29.8665 | -93.9651 | 32.8
2025-09 | MISO | Air Products Port Arthur | 55309 | GEN1 | Air Products LLC | Natural Gas Fired Combustion Turbine | 29.8665 | -93.9651 | 37.6
2025-09 | MISO | Air Products Port Arthur | 55309 | GEN3 | Air Products LLC | Other Gases | 29.8665 | -93.9651 | 20.5
2025-09 | MISO | Air Products Port Arthur | 55309 | GEN4 | Air Products LLC | Other Gases | 29.8665 | -93.9651 | 78.2
2025-09 | ERCO | BASF Freeport Works | 55311 | GEN1 | BASF Corporation | Natural Gas Fired Combustion Turbine | 29.002 | -95.394 | 81
2025-09 | ERCO | BASF Freeport Works | 55311 | GEN2 | BASF Corporation | All Other | 29.002 | -95.394 | 11.7
2025-09 | ERCO | Ingleside Cogeneration | 55313 | CTG1 | Ingleside Cogeneration LP | Natural Gas Fired Combined Cycle | 27.8828 | -97.2428 | 170.1
2025-09 | ERCO | Ingleside Cogeneration | 55313 | CTG2 | Ingleside Cogeneration LP | Natural Gas Fired Combined Cycle | 27.8828 | -97.2428 | 170.1
2025-09 | ERCO | Ingleside Cogeneration | 55313 | STG | Ingleside Cogeneration LP | Natural Gas Fired Combined Cycle | 27.8828 | -97.2428 | 176.8
2025-09 | ISNE | Fore River Generating Station | 55317 | GT11 | Calpine Fore River Energy Center, LLC | Natural Gas Fired Combined Cycle | 42.2422 | -70.9661 | 278.6
2025-09 | ISNE | Fore River Generating Station | 55317 | GT12 | Calpine Fore River Energy Center, LLC | Natural Gas Fired Combined Cycle | 42.2422 | -70.9661 | 278.6
2025-09 | ISNE | Fore River Generating Station | 55317 | ST15 | Calpine Fore River Energy Center, LLC | Natural Gas Fired Combined Cycle | 42.2422 | -70.9661 | 315
2025-09 | ERCO | Wise County Power LLC | 55320 | GT1 | Wise County Power Company LLC | Natural Gas Fired Combined Cycle | 33.0583 | -97.9103 | 261
2025-09 | ERCO | Wise County Power LLC | 55320 | GT2 | Wise County Power Company LLC | Natural Gas Fired Combined Cycle | 33.0583 | -97.9103 | 261
2025-09 | ERCO | Wise County Power LLC | 55320 | ST1 | Wise County Power Company LLC | Natural Gas Fired Combined Cycle | 33.0583 | -97.9103 | 299.7
2025-09 | ERCO | Baytown Energy Center | 55327 | CTG1 | Baytown Energy Center LLC | Natural Gas Fired Combined Cycle | 29.7731 | -94.9019 | 219.3
2025-09 | ERCO | Baytown Energy Center | 55327 | CTG2 | Baytown Energy Center LLC | Natural Gas Fired Combined Cycle | 29.7731 | -94.9019 | 219.3
2025-09 | ERCO | Baytown Energy Center | 55327 | CTG3 | Baytown Energy Center LLC | Natural Gas Fired Combined Cycle | 29.7731 | -94.9019 | 219.3
2025-09 | ERCO | Baytown Energy Center | 55327 | STG1 | Baytown Energy Center LLC | Natural Gas Fired Combined Cycle | 29.7731 | -94.9019 | 275
2025-09 | CISO | Delta Energy Center | 55333 | CTG1 | Delta Energy Center LLC | Natural Gas Fired Combined Cycle | 38.0169 | -121.8439 | 212
2025-09 | CISO | Delta Energy Center | 55333 | CTG2 | Delta Energy Center LLC | Natural Gas Fired Combined Cycle | 38.0169 | -121.8439 | 212
2025-09 | CISO | Delta Energy Center | 55333 | CTG3 | Delta Energy Center LLC | Natural Gas Fired Combined Cycle | 38.0169 | -121.8439 | 213.5
2025-09 | CISO | Delta Energy Center | 55333 | STG1 | Delta Energy Center LLC | Natural Gas Fired Combined Cycle | 38.0169 | -121.8439 | 306
2025-09 | MISO | Holland Energy Facility | 55334 | CTG1 | NAES Corporation - (WA) | Natural Gas Fired Combined Cycle | 39.2231 | -88.7584 | 178.5
2025-09 | MISO | Holland Energy Facility | 55334 | CTG2 | NAES Corporation - (WA) | Natural Gas Fired Combined Cycle | 39.2231 | -88.7584 | 178.5
2025-09 | MISO | Holland Energy Facility | 55334 | STG1 | NAES Corporation - (WA) | Natural Gas Fired Combined Cycle | 39.2231 | -88.7584 | 345.1
2025-09 | PJM | Ironwood LLC | 55337 | CT1 | Helix Ironwood LLC | Natural Gas Fired Combined Cycle | 40.3509 | -76.3658 | 259.2
2025-09 | PJM | Ironwood LLC | 55337 | CT2 | Helix Ironwood LLC | Natural Gas Fired Combined Cycle | 40.3509 | -76.3658 | 259.2
2025-09 | PJM | Ironwood LLC | 55337 | ST4 | Helix Ironwood LLC | Natural Gas Fired Combined Cycle | 40.3509 | -76.3658 | 259.2
2025-09 | CISO | Phoenix Wind Power LLC | 55339 | GEN1 | Avangrid Power LLC | Onshore Wind Turbine | 33.9167 | -116.55 | 2.1
2025-09 | MISO | Woodstock Windfarm | 55342 | WIND | Consolidated Edison Development Inc. | Onshore Wind Turbine | 43.9858 | -96.0786 | 9.2
2025-09 | CISO | Otay Mesa Generating Project | 55345 | 1-01 | Otay Mesa Energy Center LLC | Natural Gas Fired Combined Cycle | 32.5815 | -116.915 | 210
2025-09 | CISO | Otay Mesa Generating Project | 55345 | 1-02 | Otay Mesa Energy Center LLC | Natural Gas Fired Combined Cycle | 32.5815 | -116.915 | 210
2025-09 | CISO | Otay Mesa Generating Project | 55345 | 1-03 | Otay Mesa Energy Center LLC | Natural Gas Fired Combined Cycle | 32.5815 | -116.915 | 290.7
2025-09 | PJM | Armstrong | 55347 | 1 | Armstrong Power LLC | Natural Gas Fired Combustion Turbine | 40.638 | -79.3517 | 172
2025-09 | PJM | Armstrong | 55347 | 2 | Armstrong Power LLC | Natural Gas Fired Combustion Turbine | 40.638 | -79.3517 | 172
2025-09 | PJM | Armstrong | 55347 | 3 | Armstrong Power LLC | Natural Gas Fired Combustion Turbine | 40.638 | -79.3517 | 172
2025-09 | PJM | Armstrong | 55347 | 4 | Armstrong Power LLC | Natural Gas Fired Combustion Turbine | 40.638 | -79.3517 | 172
2025-09 | PJM | Troy Energy LLC | 55348 | 1 | Troy Energy LLC | Natural Gas Fired Combustion Turbine | 41.4772 | -83.4598 | 198.9
2025-09 | PJM | Troy Energy LLC | 55348 | 2 | Troy Energy LLC | Natural Gas Fired Combustion Turbine | 41.4772 | -83.4598 | 198.9
2025-09 | PJM | Troy Energy LLC | 55348 | 3 | Troy Energy LLC | Natural Gas Fired Combustion Turbine | 41.4772 | -83.4598 | 198.9
2025-09 | PJM | Troy Energy LLC | 55348 | 4 | Troy Energy LLC | Natural Gas Fired Combustion Turbine | 41.4772 | -83.4598 | 198.9
2025-09 | PJM | Pleasants Energy LLC | 55349 | 1 | Pleasants Energy LLC | Natural Gas Fired Combustion Turbine | 39.3325 | -81.3642 | 191.4
2025-09 | PJM | Pleasants Energy LLC | 55349 | 2 | Pleasants Energy LLC | Natural Gas Fired Combustion Turbine | 39.3325 | -81.3642 | 191.4
2025-09 | PJM | Dresden Energy Facility | 55350 | 1 | Appalachian Power Co | Natural Gas Fired Combined Cycle | 40.0928 | -82.0276 | 198.9
2025-09 | PJM | Dresden Energy Facility | 55350 | 2 | Appalachian Power Co | Natural Gas Fired Combined Cycle | 40.0928 | -82.0276 | 198.9
2025-09 | PJM | Dresden Energy Facility | 55350 | 3 | Appalachian Power Co | Natural Gas Fired Combined Cycle | 40.0928 | -82.0276 | 280.5
2025-09 | MISO | Lakota Ridge LLC | 55353 | NMO1 | Lakota Ridge, LLC (Longroad) | Onshore Wind Turbine | 44.3996 | -96.4284 | 11.2
2025-09 | MISO | Shaokatan Hills LLC | 55354 | 6150 | Shaokatan Hills, LLC (Longroad) | Onshore Wind Turbine | 44.4217 | -96.4347 | 11.8
2025-09 | MISO | Jack Fusco Energy Center | 55357 | CTG1 | Brazos Valley Energy | Natural Gas Fired Combined Cycle | 29.4731 | -95.6244 | 200
2025-09 | MISO | Jack Fusco Energy Center | 55357 | CTG2 | Brazos Valley Energy | Natural Gas Fired Combined Cycle | 29.4731 | -95.6244 | 200
2025-09 | MISO | Jack Fusco Energy Center | 55357 | STG1 | Brazos Valley Energy | Natural Gas Fired Combined Cycle | 29.4731 | -95.6244 | 275.6
2025-09 | MISO | Cottonwood Energy Company LP | 55358 | CT1 | NRG Cottonwood Tenant LLC | Natural Gas Fired Combined Cycle | 30.2588 | -93.7353 | 198.9
2025-09 | MISO | Cottonwood Energy Company LP | 55358 | CT2 | NRG Cottonwood Tenant LLC | Natural Gas Fired Combined Cycle | 30.2588 | -93.7353 | 198.9
2025-09 | MISO | Cottonwood Energy Company LP | 55358 | CT3 | NRG Cottonwood Tenant LLC | Natural Gas Fired Combined Cycle | 30.2588 | -93.7353 | 198.9
2025-09 | MISO | Cottonwood Energy Company LP | 55358 | CT4 | NRG Cottonwood Tenant LLC | Natural Gas Fired Combined Cycle | 30.2588 | -93.7353 | 198.9
2025-09 | MISO | Cottonwood Energy Company LP | 55358 | ST1 | NRG Cottonwood Tenant LLC | Natural Gas Fired Combined Cycle | 30.2588 | -93.7353 | 159.5
2025-09 | MISO | Cottonwood Energy Company LP | 55358 | ST2 | NRG Cottonwood Tenant LLC | Natural Gas Fired Combined Cycle | 30.2588 | -93.7353 | 159.5
2025-09 | MISO | Cottonwood Energy Company LP | 55358 | ST3 | NRG Cottonwood Tenant LLC | Natural Gas Fired Combined Cycle | 30.2588 | -93.7353 | 159.5
2025-09 | MISO | Cottonwood Energy Company LP | 55358 | ST4 | NRG Cottonwood Tenant LLC | Natural Gas Fired Combined Cycle | 30.2588 | -93.7353 | 159.5
2025-09 | MISO | Sugar Creek Power | 55364 | CT01 | Northern Indiana Pub Serv Co | Natural Gas Fired Combined Cycle | 39.3931 | -87.5108 | 214
2025-09 | MISO | Sugar Creek Power | 55364 | CT02 | Northern Indiana Pub Serv Co | Natural Gas Fired Combined Cycle | 39.3931 | -87.5108 | 214
2025-09 | MISO | Sugar Creek Power | 55364 | ST1 | Northern Indiana Pub Serv Co | Natural Gas Fired Combined Cycle | 39.3931 | -87.5108 | 237
2025-09 | ERCO | Exelon LaPorte Generating Station | 55365 | GT1 | LaPorte Power, LLC | Natural Gas Fired Combustion Turbine | 29.7028 | -95.0718 | 59
2025-09 | ERCO | Exelon LaPorte Generating Station | 55365 | GT2 | LaPorte Power, LLC | Natural Gas Fired Combustion Turbine | 29.7028 | -95.0718 | 59
2025-09 | ERCO | Exelon LaPorte Generating Station | 55365 | GT3 | LaPorte Power, LLC | Natural Gas Fired Combustion Turbine | 29.7028 | -95.0718 | 59
2025-09 | ERCO | Exelon LaPorte Generating Station | 55365 | GT4 | LaPorte Power, LLC | Natural Gas Fired Combustion Turbine | 29.7028 | -95.0718 | 59
2025-09 | PJM | Green Mountain Storage, LLC | 55370 | BGM | Green Mountain Storage, LLC | Batteries | 39.8514 | -79.0706 | 10.4
2025-09 | NYIS | Astoria Energy | 55375 | CT1 | Astoria Energy LLC | Natural Gas Fired Combined Cycle | 40.7825 | -73.8964 | 170
2025-09 | NYIS | Astoria Energy | 55375 | CT2 | Astoria Energy LLC | Natural Gas Fired Combined Cycle | 40.7825 | -73.8964 | 170
2025-09 | NYIS | Astoria Energy | 55375 | ST1 | Astoria Energy LLC | Natural Gas Fired Combined Cycle | 40.7825 | -73.8964 | 255
2025-09 | PJM | Gans | 55377 | UNT8 | Gans Energy LLC | Natural Gas Fired Combustion Turbine | 39.7475 | -79.8389 | 43.8
2025-09 | PJM | Gans | 55377 | UNT9 | Gans Energy LLC | Natural Gas Fired Combustion Turbine | 39.7475 | -79.8389 | 43.8
2025-09 | MISO | Union Power Station | 55380 | CTG1 | Entergy Arkansas LLC | Natural Gas Fired Combined Cycle | 33.2961 | -92.5894 | 176
2025-09 | MISO | Union Power Station | 55380 | CTG2 | Entergy Arkansas LLC | Natural Gas Fired Combined Cycle | 33.2961 | -92.5894 | 176
2025-09 | MISO | Union Power Station | 55380 | CTG3 | Entergy Arkansas LLC | Natural Gas Fired Combined Cycle | 33.2961 | -92.5894 | 176
2025-09 | MISO | Union Power Station | 55380 | CTG4 | Entergy Arkansas LLC | Natural Gas Fired Combined Cycle | 33.2961 | -92.5894 | 176
2025-09 | MISO | Union Power Station | 55380 | CTG5 | Entergy Arkansas LLC | Natural Gas Fired Combined Cycle | 33.2961 | -92.5894 | 176
2025-09 | MISO | Union Power Station | 55380 | CTG6 | Entergy Arkansas LLC | Natural Gas Fired Combined Cycle | 33.2961 | -92.5894 | 176
2025-09 | MISO | Union Power Station | 55380 | CTG7 | Entergy Arkansas LLC | Natural Gas Fired Combined Cycle | 33.2961 | -92.5894 | 176
2025-09 | MISO | Union Power Station | 55380 | CTG8 | Entergy Arkansas LLC | Natural Gas Fired Combined Cycle | 33.2961 | -92.5894 | 176
2025-09 | MISO | Union Power Station | 55380 | STG1 | Entergy Arkansas LLC | Natural Gas Fired Combined Cycle | 33.2961 | -92.5894 | 255
2025-09 | MISO | Union Power Station | 55380 | STG2 | Entergy Arkansas LLC | Natural Gas Fired Combined Cycle | 33.2961 | -92.5894 | 255
2025-09 | MISO | Union Power Station | 55380 | STG3 | Entergy Arkansas LLC | Natural Gas Fired Combined Cycle | 33.2961 | -92.5894 | 255
2025-09 | MISO | Union Power Station | 55380 | STG4 | Entergy Arkansas LLC | Natural Gas Fired Combined Cycle | 33.2961 | -92.5894 | 255
2025-09 | PJM | Commonwealth Chesapeake | 55381 | UNT1 | Commonwealth Chesapeake Co LLC | Petroleum Liquids | 37.9892 | -75.54 | 57.5
2025-09 | PJM | Commonwealth Chesapeake | 55381 | UNT2 | Commonwealth Chesapeake Co LLC | Petroleum Liquids | 37.9892 | -75.54 | 57.5
2025-09 | PJM | Commonwealth Chesapeake | 55381 | UNT3 | Commonwealth Chesapeake Co LLC | Petroleum Liquids | 37.9892 | -75.54 | 57.5
2025-09 | PJM | Commonwealth Chesapeake | 55381 | UNT4 | Commonwealth Chesapeake Co LLC | Petroleum Liquids | 37.9892 | -75.54 | 57.5
2025-09 | PJM | Commonwealth Chesapeake | 55381 | UNT5 | Commonwealth Chesapeake Co LLC | Petroleum Liquids | 37.9892 | -75.54 | 57.5
2025-09 | PJM | Commonwealth Chesapeake | 55381 | UNT6 | Commonwealth Chesapeake Co LLC | Petroleum Liquids | 37.9892 | -75.54 | 57.5
2025-09 | PJM | Commonwealth Chesapeake | 55381 | UNT7 | Commonwealth Chesapeake Co LLC | Petroleum Liquids | 37.9892 | -75.54 | 57.5
2025-09 | ERCO | State Farm Insur Support Center Central | 55390 | 2A | State Farm Mutual Auto Ins Co | Petroleum Liquids | 32.9192 | -96.9894 | 1.8
2025-09 | ERCO | State Farm Insur Support Center Central | 55390 | 2B | State Farm Mutual Auto Ins Co | Petroleum Liquids | 32.9192 | -96.9894 | 1.8
2025-09 | ERCO | State Farm Insur Support Center Central | 55390 | 3A | State Farm Mutual Auto Ins Co | Petroleum Liquids | 32.9192 | -96.9894 | 1.8
2025-09 | ERCO | State Farm Insur Support Center Central | 55390 | 3B | State Farm Mutual Auto Ins Co | Petroleum Liquids | 32.9192 | -96.9894 | 1.8
2025-09 | ERCO | State Farm Insur Support Center Central | 55390 | 4A | State Farm Mutual Auto Ins Co | Petroleum Liquids | 32.9192 | -96.9894 | 1.8
2025-09 | ERCO | State Farm Insur Support Center Central | 55390 | 4B | State Farm Mutual Auto Ins Co | Petroleum Liquids | 32.9192 | -96.9894 | 1.8
2025-09 | MISO | RockGen Energy Center | 55391 | 01 | Dairyland Power Coop | Natural Gas Fired Combustion Turbine | 42.9767 | -89.0492 | 187
2025-09 | MISO | RockGen Energy Center | 55391 | 02 | Dairyland Power Coop | Natural Gas Fired Combustion Turbine | 42.9767 | -89.0492 | 187
2025-09 | MISO | RockGen Energy Center | 55391 | 03 | Dairyland Power Coop | Natural Gas Fired Combustion Turbine | 42.9767 | -89.0492 | 187
2025-09 | PJM | Zion Energy Center | 55392 | CTG1 | Zion Energy LLC | Natural Gas Fired Combustion Turbine | 42.4776 | -87.895 | 198.9
2025-09 | PJM | Zion Energy Center | 55392 | CTG2 | Zion Energy LLC | Natural Gas Fired Combustion Turbine | 42.4776 | -87.895 | 198.9
2025-09 | PJM | Zion Energy Center | 55392 | CTG3 | Zion Energy LLC | Natural Gas Fired Combustion Turbine | 42.4776 | -87.895 | 198.9
2025-09 | CISO | Metcalf Energy Center | 55393 | CTG1 | Calpine Corp - Metcalf Energy Center | Natural Gas Fired Combined Cycle | 37.2207 | -121.7457 | 200
2025-09 | CISO | Metcalf Energy Center | 55393 | CTG2 | Calpine Corp - Metcalf Energy Center | Natural Gas Fired Combined Cycle | 37.2207 | -121.7457 | 200
2025-09 | CISO | Metcalf Energy Center | 55393 | STG1 | Calpine Corp - Metcalf Energy Center | Natural Gas Fired Combined Cycle | 37.2207 | -121.7457 | 235
2025-09 | MISO | Crossroads Energy Center | 55395 | CT01 | Clarksdale Public Utilities | Natural Gas Fired Combustion Turbine | 34.183 | -90.5621 | 76.6
2025-09 | MISO | Crossroads Energy Center | 55395 | CT02 | Clarksdale Public Utilities | Natural Gas Fired Combustion Turbine | 34.183 | -90.5621 | 76.6
2025-09 | MISO | Crossroads Energy Center | 55395 | CT03 | Clarksdale Public Utilities | Natural Gas Fired Combustion Turbine | 34.183 | -90.5621 | 76.6
2025-09 | MISO | Crossroads Energy Center | 55395 | CT04 | Clarksdale Public Utilities | Natural Gas Fired Combustion Turbine | 34.183 | -90.5621 | 76.6
2025-09 | PJM | Washington Energy Facility | 55397 | CT1 | Dynegy Washington Energy Facility | Natural Gas Fired Combined Cycle | 39.58 | -81.6564 | 198.9
2025-09 | PJM | Washington Energy Facility | 55397 | CT2 | Dynegy Washington Energy Facility | Natural Gas Fired Combined Cycle | 39.58 | -81.6564 | 198.9
2025-09 | PJM | Washington Energy Facility | 55397 | ST1 | Dynegy Washington Energy Facility | Natural Gas Fired Combined Cycle | 39.58 | -81.6564 | 317.1
2025-09 | CISO | Elk Hills Power LLC | 55400 | CTG1 | Elk Hills Power LLC | Natural Gas Fired Combined Cycle | 35.2803 | -119.4707 | 199
2025-09 | CISO | Elk Hills Power LLC | 55400 | CTG2 | Elk Hills Power LLC | Natural Gas Fired Combined Cycle | 35.2803 | -119.4707 | 199
2025-09 | CISO | Elk Hills Power LLC | 55400 | STG | Elk Hills Power LLC | Natural Gas Fired Combined Cycle | 35.2803 | -119.4707 | 225
2025-09 | PJM | Rolling Hills Generating | 55401 | CT1 | Rolling Hills Generating LLC | Natural Gas Fired Combustion Turbine | 39.0839 | -82.3328 | 195.5
2025-09 | PJM | Rolling Hills Generating | 55401 | CT2 | Rolling Hills Generating LLC | Natural Gas Fired Combustion Turbine | 39.0839 | -82.3328 | 195.5
2025-09 | PJM | Rolling Hills Generating | 55401 | CT3 | Rolling Hills Generating LLC | Natural Gas Fired Combustion Turbine | 39.0839 | -82.3328 | 195.5
2025-09 | PJM | Rolling Hills Generating | 55401 | CT4 | Rolling Hills Generating LLC | Natural Gas Fired Combustion Turbine | 39.0839 | -82.3328 | 195.5
2025-09 | PJM | Rolling Hills Generating | 55401 | CT5 | Rolling Hills Generating LLC | Natural Gas Fired Combustion Turbine | 39.0839 | -82.3328 | 195.5
2025-09 | MISO | Renaissance Power Plant | 55402 | CT1 | DTE Electric Company | Natural Gas Fired Combustion Turbine | 43.1864 | -84.8429 | 195.5
2025-09 | MISO | Renaissance Power Plant | 55402 | CT2 | DTE Electric Company | Natural Gas Fired Combustion Turbine | 43.1864 | -84.8429 | 195.5
2025-09 | MISO | Renaissance Power Plant | 55402 | CT3 | DTE Electric Company | Natural Gas Fired Combustion Turbine | 43.1864 | -84.8429 | 195.5
2025-09 | MISO | Renaissance Power Plant | 55402 | CT4 | DTE Electric Company | Natural Gas Fired Combustion Turbine | 43.1864 | -84.8429 | 195.5
2025-09 | MISO | Carville Energy LLC | 55404 | CTG1 | Carville Energy LLC | Natural Gas Fired Combined Cycle | 30.2294 | -91.065 | 187
2025-09 | MISO | Carville Energy LLC | 55404 | CTG2 | Carville Energy LLC | Natural Gas Fired Combined Cycle | 30.2294 | -91.065 | 187
2025-09 | MISO | Carville Energy LLC | 55404 | STG | Carville Energy LLC | Natural Gas Fired Combined Cycle | 30.2294 | -91.065 | 181
2025-09 | NYIS | Athens Generating Plant | 55405 | CT1 | New Athens Generating Company LLC | Natural Gas Fired Combined Cycle | 42.2728 | -73.8492 | 270.3
2025-09 | NYIS | Athens Generating Plant | 55405 | CT2 | New Athens Generating Company LLC | Natural Gas Fired Combined Cycle | 42.2728 | -73.8492 | 270.3
2025-09 | NYIS | Athens Generating Plant | 55405 | CT3 | New Athens Generating Company LLC | Natural Gas Fired Combined Cycle | 42.2728 | -73.8492 | 270.3
2025-09 | NYIS | Athens Generating Plant | 55405 | ST1 | New Athens Generating Company LLC | Natural Gas Fired Combined Cycle | 42.2728 | -73.8492 | 136.9
2025-09 | NYIS | Athens Generating Plant | 55405 | ST2 | New Athens Generating Company LLC | Natural Gas Fired Combined Cycle | 42.2728 | -73.8492 | 136.9
2025-09 | NYIS | Athens Generating Plant | 55405 | ST3 | New Athens Generating Company LLC | Natural Gas Fired Combined Cycle | 42.2728 | -73.8492 | 136.9
2025-09 | MISO | Raccoon Creek Energy Center | 55417 | CT01 | Union Electric Co - (MO) | Natural Gas Fired Combustion Turbine | 38.6996 | -88.5392 | 114
2025-09 | MISO | Raccoon Creek Energy Center | 55417 | CT02 | Union Electric Co - (MO) | Natural Gas Fired Combustion Turbine | 38.6996 | -88.5392 | 114
2025-09 | MISO | Raccoon Creek Energy Center | 55417 | CT03 | Union Electric Co - (MO) | Natural Gas Fired Combustion Turbine | 38.6996 | -88.5392 | 114
2025-09 | MISO | Raccoon Creek Energy Center | 55417 | CT04 | Union Electric Co - (MO) | Natural Gas Fired Combustion Turbine | 38.6996 | -88.5392 | 114
2025-09 | MISO | Hot Spring Generating Facility | 55418 | CT1 | Entergy Arkansas LLC | Natural Gas Fired Combined Cycle | 34.2976 | -92.8683 | 198.9
2025-09 | MISO | Hot Spring Generating Facility | 55418 | CT2 | Entergy Arkansas LLC | Natural Gas Fired Combined Cycle | 34.2976 | -92.8683 | 198.9
2025-09 | MISO | Hot Spring Generating Facility | 55418 | ST1 | Entergy Arkansas LLC | Natural Gas Fired Combined Cycle | 34.2976 | -92.8683 | 317
2025-09 | MISO | Plaquemine Cogeneration Plant | 55419 | G500 | Dow Chemical Co | Natural Gas Fired Combined Cycle | 30.3217 | -91.2347 | 198
2025-09 | MISO | Plaquemine Cogeneration Plant | 55419 | G600 | Dow Chemical Co | Natural Gas Fired Combined Cycle | 30.3217 | -91.2347 | 198
2025-09 | MISO | Plaquemine Cogeneration Plant | 55419 | G700 | Dow Chemical Co | Natural Gas Fired Combined Cycle | 30.3217 | -91.2347 | 198
2025-09 | MISO | Plaquemine Cogeneration Plant | 55419 | G800 | Dow Chemical Co | Natural Gas Fired Combined Cycle | 30.3217 | -91.2347 | 198
2025-09 | MISO | Plaquemine Cogeneration Plant | 55419 | ST5 | Dow Chemical Co | Natural Gas Fired Combined Cycle | 30.3217 | -91.2347 | 195
2025-09 | MISO | Plaquemine Cogeneration Plant | 55419 | ST6 | Dow Chemical Co | Natural Gas Fired Combined Cycle | 30.3217 | -91.2347 | 48.9
2025-09 | MISO | Plaquemine Cogeneration Plant | 55419 | ST7 | Dow Chemical Co | Natural Gas Fired Combined Cycle | 30.3217 | -91.2347 | 48.9
2025-09 | MISO | Kentucky Mills | 55429 | 01 | Domtar Paper Company LLC | Wood/Wood Waste Biomass | 37.8948 | -86.6854 | 88
2025-09 | MISO | Bayou Cove Peaking Power | 55433 | 0001 | Bayou Cove, LLC | Natural Gas Fired Combustion Turbine | 30.2825 | -92.5997 | 104
2025-09 | MISO | Bayou Cove Peaking Power | 55433 | 0002 | Bayou Cove, LLC | Natural Gas Fired Combustion Turbine | 30.2825 | -92.5997 | 104
2025-09 | MISO | Bayou Cove Peaking Power | 55433 | 0003 | Bayou Cove, LLC | Natural Gas Fired Combustion Turbine | 30.2825 | -92.5997 | 104
2025-09 | MISO | Bayou Cove Peaking Power | 55433 | 0004 | Bayou Cove, LLC | Natural Gas Fired Combustion Turbine | 30.2825 | -92.5997 | 104
2025-09 | PJM | MRP Elgin LLC | 55438 | CT01 | Lincoln Operating Services, LLC | Natural Gas Fired Combustion Turbine | 42.0001 | -88.2446 | 135
2025-09 | PJM | MRP Elgin LLC | 55438 | CT02 | Lincoln Operating Services, LLC | Natural Gas Fired Combustion Turbine | 42.0001 | -88.2446 | 135
2025-09 | PJM | MRP Elgin LLC | 55438 | CT03 | Lincoln Operating Services, LLC | Natural Gas Fired Combustion Turbine | 42.0001 | -88.2446 | 135
2025-09 | PJM | MRP Elgin LLC | 55438 | CT04 | Lincoln Operating Services, LLC | Natural Gas Fired Combustion Turbine | 42.0001 | -88.2446 | 135
2025-09 | PJM | Tenaska Virginia Generating Station | 55439 | CTG1 | Tenaska Virginia Partners LP | Natural Gas Fired Combined Cycle | 37.8667 | -78.3813 | 207
2025-09 | PJM | Tenaska Virginia Generating Station | 55439 | CTG2 | Tenaska Virginia Partners LP | Natural Gas Fired Combined Cycle | 37.8667 | -78.3813 | 207
2025-09 | PJM | Tenaska Virginia Generating Station | 55439 | CTG3 | Tenaska Virginia Partners LP | Natural Gas Fired Combined Cycle | 37.8667 | -78.3813 | 207
2025-09 | PJM | Tenaska Virginia Generating Station | 55439 | STG1 | Tenaska Virginia Partners LP | Natural Gas Fired Combined Cycle | 37.8667 | -78.3813 | 390.4
2025-09 | MISO | Columbia Energy Center | 55447 | CT01 | City of Columbia - (MO) | Natural Gas Fired Combustion Turbine | 39.0192 | -92.2629 | 40.7
2025-09 | MISO | Columbia Energy Center | 55447 | CT02 | City of Columbia - (MO) | Natural Gas Fired Combustion Turbine | 39.0192 | -92.2629 | 40.7
2025-09 | MISO | Columbia Energy Center | 55447 | CT03 | City of Columbia - (MO) | Natural Gas Fired Combustion Turbine | 39.0192 | -92.2629 | 40.7
2025-09 | MISO | Columbia Energy Center | 55447 | CT04 | City of Columbia - (MO) | Natural Gas Fired Combustion Turbine | 39.0192 | -92.2629 | 40.7
2025-09 | SWPP | McClain Energy Facility | 55457 | CT1 | Oklahoma Gas & Electric Co | Natural Gas Fired Combined Cycle | 35.2977 | -97.5898 | 176.6
2025-09 | SWPP | McClain Energy Facility | 55457 | CT2 | Oklahoma Gas & Electric Co | Natural Gas Fired Combined Cycle | 35.2977 | -97.5898 | 176.6
2025-09 | SWPP | McClain Energy Facility | 55457 | ST1 | Oklahoma Gas & Electric Co | Natural Gas Fired Combined Cycle | 35.2977 | -97.5898 | 198.1
2025-09 | PJM | Indeck Niles Energy Center | 55460 | CT1 | Indeck Niles, LLC | Natural Gas Fired Combined Cycle | 41.8621 | -86.2214 | 386.8
2025-09 | PJM | Indeck Niles Energy Center | 55460 | CT2 | Indeck Niles, LLC | Natural Gas Fired Combined Cycle | 41.8621 | -86.2214 | 386.8
2025-09 | PJM | Indeck Niles Energy Center | 55460 | ST1 | Indeck Niles, LLC | Natural Gas Fired Combined Cycle | 41.8621 | -86.2214 | 400.8
2025-09 | SWPP | Redbud Power Plant | 55463 | CT01 | Oklahoma Gas & Electric Co | Natural Gas Fired Combined Cycle | 35.6856 | -97.2264 | 198.9
2025-09 | SWPP | Redbud Power Plant | 55463 | CT02 | Oklahoma Gas & Electric Co | Natural Gas Fired Combined Cycle | 35.6856 | -97.2264 | 198.9
2025-09 | SWPP | Redbud Power Plant | 55463 | CT03 | Oklahoma Gas & Electric Co | Natural Gas Fired Combined Cycle | 35.6856 | -97.2264 | 198.9
2025-09 | SWPP | Redbud Power Plant | 55463 | CT04 | Oklahoma Gas & Electric Co | Natural Gas Fired Combined Cycle | 35.6856 | -97.2264 | 198.9
2025-09 | SWPP | Redbud Power Plant | 55463 | ST01 | Oklahoma Gas & Electric Co | Natural Gas Fired Combined Cycle | 35.6856 | -97.2264 | 159.5
2025-09 | SWPP | Redbud Power Plant | 55463 | ST02 | Oklahoma Gas & Electric Co | Natural Gas Fired Combined Cycle | 35.6856 | -97.2264 | 159.5
2025-09 | SWPP | Redbud Power Plant | 55463 | ST03 | Oklahoma Gas & Electric Co | Natural Gas Fired Combined Cycle | 35.6856 | -97.2264 | 159.5
2025-09 | SWPP | Redbud Power Plant | 55463 | ST04 | Oklahoma Gas & Electric Co | Natural Gas Fired Combined Cycle | 35.6856 | -97.2264 | 159.5
2025-09 | ERCO | Deer Park Energy Center | 55464 | CTG1 | Deer Park Energy Center | Natural Gas Fired Combined Cycle | 29.7134 | -95.1345 | 180
2025-09 | ERCO | Deer Park Energy Center | 55464 | CTG2 | Deer Park Energy Center | Natural Gas Fired Combined Cycle | 29.7134 | -95.1345 | 180
2025-09 | ERCO | Deer Park Energy Center | 55464 | CTG3 | Deer Park Energy Center | Natural Gas Fired Combined Cycle | 29.7134 | -95.1345 | 180
2025-09 | ERCO | Deer Park Energy Center | 55464 | CTG4 | Deer Park Energy Center | Natural Gas Fired Combined Cycle | 29.7134 | -95.1345 | 180
2025-09 | ERCO | Deer Park Energy Center | 55464 | CTG6 | Deer Park Energy Center | Natural Gas Fired Combined Cycle | 29.7134 | -95.1345 | 180
2025-09 | ERCO | Deer Park Energy Center | 55464 | STG1 | Deer Park Energy Center | Natural Gas Fired Combined Cycle | 29.7134 | -95.1345 | 276
2025-09 | MISO | Ouachita | 55467 | CTG1 | Entergy Louisiana LLC | Natural Gas Fired Combined Cycle | 32.7061 | -92.0683 | 179.3
2025-09 | MISO | Ouachita | 55467 | CTG2 | Entergy Louisiana LLC | Natural Gas Fired Combined Cycle | 32.7061 | -92.0683 | 179.3
2025-09 | MISO | Ouachita | 55467 | CTG3 | Entergy Louisiana LLC | Natural Gas Fired Combined Cycle | 32.7061 | -92.0683 | 179.3
2025-09 | MISO | Ouachita | 55467 | STG1 | Entergy Louisiana LLC | Natural Gas Fired Combined Cycle | 32.7061 | -92.0683 | 122
2025-09 | MISO | Ouachita | 55467 | STG2 | Entergy Louisiana LLC | Natural Gas Fired Combined Cycle | 32.7061 | -92.0683 | 122
2025-09 | MISO | Ouachita | 55467 | STG3 | Entergy Louisiana LLC | Natural Gas Fired Combined Cycle | 32.7061 | -92.0683 | 122
2025-09 | ERCO | Green Power 2 | 55470 | ST1 | South Houston Green Power LLC | Natural Gas Fired Combined Cycle | 29.3781 | -94.9328 | 110
2025-09 | ERCO | Green Power 2 | 55470 | TR1 | South Houston Green Power LLC | Natural Gas Fired Combined Cycle | 29.3781 | -94.9328 | 167
2025-09 | ERCO | Green Power 2 | 55470 | TR2 | South Houston Green Power LLC | Natural Gas Fired Combined Cycle | 29.3781 | -94.9328 | 167
2025-09 | ERCO | Green Power 2 | 55470 | TR3 | South Houston Green Power LLC | Natural Gas Fired Combined Cycle | 29.3781 | -94.9328 | 167
2025-09 | ERCO | Forney Energy Center | 55480 | ST1 | LaFrontera Holdings LLC | Natural Gas Fired Combined Cycle | 32.7563 | -96.4916 | 382.5
2025-09 | ERCO | Forney Energy Center | 55480 | ST2 | LaFrontera Holdings LLC | Natural Gas Fired Combined Cycle | 32.7563 | -96.4916 | 382.5
2025-09 | ERCO | Forney Energy Center | 55480 | U1 | LaFrontera Holdings LLC | Natural Gas Fired Combined Cycle | 32.7563 | -96.4916 | 188.2
2025-09 | ERCO | Forney Energy Center | 55480 | U2 | LaFrontera Holdings LLC | Natural Gas Fired Combined Cycle | 32.7563 | -96.4916 | 188.2
2025-09 | ERCO | Forney Energy Center | 55480 | U3 | LaFrontera Holdings LLC | Natural Gas Fired Combined Cycle | 32.7563 | -96.4916 | 188.2
2025-09 | ERCO | Forney Energy Center | 55480 | U4 | LaFrontera Holdings LLC | Natural Gas Fired Combined Cycle | 32.7563 | -96.4916 | 188.2
2025-09 | ERCO | Forney Energy Center | 55480 | U5 | LaFrontera Holdings LLC | Natural Gas Fired Combined Cycle | 32.7563 | -96.4916 | 188.2
2025-09 | ERCO | Forney Energy Center | 55480 | U6 | LaFrontera Holdings LLC | Natural Gas Fired Combined Cycle | 32.7563 | -96.4916 | 188.2
2025-09 | MISO | Washington Parish Energy Center | 55486 | CTG01 | Entergy Louisiana LLC | Natural Gas Fired Combustion Turbine | 30.7914 | -89.9092 | 199.8
2025-09 | MISO | Washington Parish Energy Center | 55486 | CTG02 | Entergy Louisiana LLC | Natural Gas Fired Combustion Turbine | 30.7914 | -89.9092 | 199.8
2025-09 | MISO | Goose Creek Energy Center | 55496 | CT01 | Union Electric Co - (MO) | Natural Gas Fired Combustion Turbine | 40.1069 | -88.5999 | 114
2025-09 | MISO | Goose Creek Energy Center | 55496 | CT02 | Union Electric Co - (MO) | Natural Gas Fired Combustion Turbine | 40.1069 | -88.5999 | 114
2025-09 | MISO | Goose Creek Energy Center | 55496 | CT03 | Union Electric Co - (MO) | Natural Gas Fired Combustion Turbine | 40.1069 | -88.5999 | 114
2025-09 | MISO | Goose Creek Energy Center | 55496 | CT04 | Union Electric Co - (MO) | Natural Gas Fired Combustion Turbine | 40.1069 | -88.5999 | 114
2025-09 | MISO | Goose Creek Energy Center | 55496 | CT05 | Union Electric Co - (MO) | Natural Gas Fired Combustion Turbine | 40.1069 | -88.5999 | 114
2025-09 | MISO | Goose Creek Energy Center | 55496 | CT06 | Union Electric Co - (MO) | Natural Gas Fired Combustion Turbine | 40.1069 | -88.5999 | 114
2025-09 | CISO | CalPeak Power Vaca Dixon Peaker Plant | 55499 | CPP1 | CalPeak Power, LLC | Natural Gas Fired Combustion Turbine | 38.3989 | -121.924 | 60.5
2025-09 | ERCO | Kiamichi Energy Facility | 55501 | CTG1 | Kiowa Power Partners LLC | Natural Gas Fired Combined Cycle | 34.6831 | -95.9349 | 183.9
2025-09 | ERCO | Kiamichi Energy Facility | 55501 | CTG2 | Kiowa Power Partners LLC | Natural Gas Fired Combined Cycle | 34.6831 | -95.9349 | 183.9
2025-09 | ERCO | Kiamichi Energy Facility | 55501 | CTG3 | Kiowa Power Partners LLC | Natural Gas Fired Combined Cycle | 34.6831 | -95.9349 | 183.9
2025-09 | ERCO | Kiamichi Energy Facility | 55501 | CTG4 | Kiowa Power Partners LLC | Natural Gas Fired Combined Cycle | 34.6831 | -95.9349 | 183.9
2025-09 | ERCO | Kiamichi Energy Facility | 55501 | STG1 | Kiowa Power Partners LLC | Natural Gas Fired Combined Cycle | 34.6831 | -95.9349 | 317.2
2025-09 | ERCO | Kiamichi Energy Facility | 55501 | STG2 | Kiowa Power Partners LLC | Natural Gas Fired Combined Cycle | 34.6831 | -95.9349 | 317.2
2025-09 | PJM | Lawrenceburg Power, LLC | 55502 | 0100 | Lawrenceburg Power, LLC | Natural Gas Fired Combined Cycle | 39.0911 | -84.8669 | 268
2025-09 | PJM | Lawrenceburg Power, LLC | 55502 | 0200 | Lawrenceburg Power, LLC | Natural Gas Fired Combined Cycle | 39.0911 | -84.8669 | 268
2025-09 | PJM | Lawrenceburg Power, LLC | 55502 | 1100 | Lawrenceburg Power, LLC | Natural Gas Fired Combined Cycle | 39.0911 | -84.8669 | 174
2025-09 | PJM | Lawrenceburg Power, LLC | 55502 | 1200 | Lawrenceburg Power, LLC | Natural Gas Fired Combined Cycle | 39.0911 | -84.8669 | 174
2025-09 | PJM | Lawrenceburg Power, LLC | 55502 | 2100 | Lawrenceburg Power, LLC | Natural Gas Fired Combined Cycle | 39.0911 | -84.8669 | 174
2025-09 | PJM | Lawrenceburg Power, LLC | 55502 | 2200 | Lawrenceburg Power, LLC | Natural Gas Fired Combined Cycle | 39.0911 | -84.8669 | 174
2025-09 | PJM | Waterford Power, LLC | 55503 | CTG1 | Waterford Power, LLC | Natural Gas Fired Combined Cycle | 39.5333 | -81.7178 | 174.2
2025-09 | PJM | Waterford Power, LLC | 55503 | CTG2 | Waterford Power, LLC | Natural Gas Fired Combined Cycle | 39.5333 | -81.7178 | 174.2
2025-09 | PJM | Waterford Power, LLC | 55503 | CTG3 | Waterford Power, LLC | Natural Gas Fired Combined Cycle | 39.5333 | -81.7178 | 174.2
2025-09 | PJM | Waterford Power, LLC | 55503 | ST1 | Waterford Power, LLC | Natural Gas Fired Combined Cycle | 39.5333 | -81.7178 | 399
2025-09 | CISO | CalPeak Power Panoche Peaker Plant | 55508 | CPP2 | CalPeak Power, LLC | Natural Gas Fired Combustion Turbine | 36.6529 | -120.5806 | 60.5
2025-09 | CISO | Border Hybrid Energy Center | 55510 | CPP4 | CalPeak Power, LLC | Natural Gas Fired Combustion Turbine | 32.5624 | -116.9439 | 60.5
2025-09 | CISO | Cuyamaca Peak Energy Plant | 55512 | CPP6 | San Diego Gas & Electric Co | Natural Gas Fired Combustion Turbine | 32.7965 | -116.9721 | 48.7
2025-09 | CISO | CalPeak Power Enterprise Peaker Plant | 55513 | CPP7 | CalPeak Power, LLC | Natural Gas Fired Combustion Turbine | 33.1219 | -117.1174 | 58.9
2025-09 | PJM | Fayette Energy Facility | 55516 | CTG1 | Fayette Power Company, LLC | Natural Gas Fired Combined Cycle | 39.8592 | -79.9182 | 198.9
2025-09 | PJM | Fayette Energy Facility | 55516 | CTG2 | Fayette Power Company, LLC | Natural Gas Fired Combined Cycle | 39.8592 | -79.9182 | 198.9
2025-09 | PJM | Fayette Energy Facility | 55516 | STG1 | Fayette Power Company, LLC | Natural Gas Fired Combined Cycle | 39.8592 | -79.9182 | 317.1
2025-09 | ISNE | Wallingford Energy | 55517 | CTG1 | Wallingford Energy LLC | Natural Gas Fired Combustion Turbine | 41.4487 | -72.8354 | 50
2025-09 | ISNE | Wallingford Energy | 55517 | CTG2 | Wallingford Energy LLC | Natural Gas Fired Combustion Turbine | 41.4487 | -72.8354 | 50
2025-09 | ISNE | Wallingford Energy | 55517 | CTG3 | Wallingford Energy LLC | Natural Gas Fired Combustion Turbine | 41.4487 | -72.8354 | 50
2025-09 | ISNE | Wallingford Energy | 55517 | CTG4 | Wallingford Energy LLC | Natural Gas Fired Combustion Turbine | 41.4487 | -72.8354 | 50
2025-09 | ISNE | Wallingford Energy | 55517 | CTG5 | Wallingford Energy LLC | Natural Gas Fired Combustion Turbine | 41.4487 | -72.8354 | 50
2025-09 | ISNE | Wallingford Energy | 55517 | CTG6 | Wallingford Energy LLC | Natural Gas Fired Combustion Turbine | 41.4487 | -72.8354 | 50
2025-09 | ISNE | Wallingford Energy | 55517 | CTG7 | Wallingford Energy LLC | Natural Gas Fired Combustion Turbine | 41.4487 | -72.8354 | 50
2025-09 | CISO | High Desert Power Plant | 55518 | CTG1 | MRP Generation Holdings, LLC | Natural Gas Fired Combined Cycle | 34.5953 | -117.3647 | 209
2025-09 | CISO | High Desert Power Plant | 55518 | CTG2 | MRP Generation Holdings, LLC | Natural Gas Fired Combined Cycle | 34.5953 | -117.3647 | 209
2025-09 | CISO | High Desert Power Plant | 55518 | CTG3 | MRP Generation Holdings, LLC | Natural Gas Fired Combined Cycle | 34.5953 | -117.3647 | 209
2025-09 | CISO | High Desert Power Plant | 55518 | STG1 | MRP Generation Holdings, LLC | Natural Gas Fired Combined Cycle | 34.5953 | -117.3647 | 333
2025-09 | PJM | York Energy Center | 55524 | CTG1 | Calpine Mid-Merit LLC | Natural Gas Fired Combined Cycle | 39.7375 | -76.3067 | 120
2025-09 | PJM | York Energy Center | 55524 | CTG2 | Calpine Mid-Merit LLC | Natural Gas Fired Combined Cycle | 39.7375 | -76.3067 | 120
2025-09 | PJM | York Energy Center | 55524 | CTG3 | Calpine Mid-Merit LLC | Natural Gas Fired Combined Cycle | 39.7375 | -76.3067 | 120
2025-09 | PJM | York Energy Center | 55524 | CTG5 | Calpine Mid-Merit LLC | Natural Gas Fired Combined Cycle | 39.7375 | -76.3067 | 234.9
2025-09 | PJM | York Energy Center | 55524 | CTG6 | Calpine Mid-Merit LLC | Natural Gas Fired Combined Cycle | 39.7375 | -76.3067 | 234.9
2025-09 | PJM | York Energy Center | 55524 | STG1 | Calpine Mid-Merit LLC | Natural Gas Fired Combined Cycle | 39.7375 | -76.3067 | 200
2025-09 | PJM | York Energy Center | 55524 | STG2 | Calpine Mid-Merit LLC | Natural Gas Fired Combined Cycle | 39.7375 | -76.3067 | 419.6
2025-09 | MISO | MMSD South Shore Wastewater | 55525 | 1 | Milwaukee Metro Sewerage Dist | Other Waste Biomass | 42.8869 | -87.8422 | 1.5
2025-09 | MISO | MMSD South Shore Wastewater | 55525 | 1CAT | Milwaukee Metro Sewerage Dist | Other Waste Biomass | 42.8869 | -87.8422 | 0.9
2025-09 | MISO | MMSD South Shore Wastewater | 55525 | 2CAT | Milwaukee Metro Sewerage Dist | Other Waste Biomass | 42.8869 | -87.8422 | 0.9
2025-09 | MISO | MMSD South Shore Wastewater | 55525 | 3CAT | Milwaukee Metro Sewerage Dist | Other Waste Biomass | 42.8869 | -87.8422 | 0.9
2025-09 | MISO | MMSD South Shore Wastewater | 55525 | 4CAT | Milwaukee Metro Sewerage Dist | Other Waste Biomass | 42.8869 | -87.8422 | 0.9
2025-09 | CISO | Escondido Energy Center | 55538 | CTG1 | Wellhead Services, Inc | Natural Gas Fired Combustion Turbine | 33.1261 | -117.1172 | 54
2025-09 | CISO | Chula Vista Energy Center | 55540 | GEN1 | Wellhead Services, Inc | Natural Gas Fired Combustion Turbine | 32.5917 | -117.0586 | 37.2
2025-09 | CISO | Indigo Energy Facility | 55541 | CTG1 | Diamond Generating Corporation | Natural Gas Fired Combustion Turbine | 33.9109 | -116.553 | 49.9
2025-09 | CISO | Indigo Energy Facility | 55541 | CTG2 | Diamond Generating Corporation | Natural Gas Fired Combustion Turbine | 33.9109 | -116.553 | 49.9
2025-09 | CISO | Indigo Energy Facility | 55541 | CTG3 | Diamond Generating Corporation | Natural Gas Fired Combustion Turbine | 33.9109 | -116.553 | 49.9
2025-09 | CISO | Larkspur Energy Facility | 55542 | CTG1 | Diamond Generating Corporation | Natural Gas Fired Combustion Turbine | 32.567 | -116.9442 | 49.9
2025-09 | CISO | Larkspur Energy Facility | 55542 | CTG2 | Diamond Generating Corporation | Natural Gas Fired Combustion Turbine | 32.567 | -116.9442 | 49.9
2025-09 | ERCO | Hidalgo Energy Center | 55545 | CTG1 | Calpine Corp - Hidalgo | Natural Gas Fired Combined Cycle | 26.3417 | -98.1758 | 176.6
2025-09 | ERCO | Hidalgo Energy Center | 55545 | CTG2 | Calpine Corp - Hidalgo | Natural Gas Fired Combined Cycle | 26.3417 | -98.1758 | 176.6
2025-09 | ERCO | Hidalgo Energy Center | 55545 | STG1 | Calpine Corp - Hidalgo | Natural Gas Fired Combined Cycle | 26.3417 | -98.1758 | 198.1
2025-09 | MISO | Security | 55556 | GEN5 | TX LFG Energy, LP | Landfill Gas | 30.3225 | -95.2681 | 1.7
2025-09 | MISO | Security | 55556 | UNT2 | TX LFG Energy, LP | Landfill Gas | 30.3225 | -95.2681 | 1.7
2025-09 | MISO | Combined Locks Energy Center | 55558 | GEN1 | McKinley Paper | Natural Gas Fired Combined Cycle | 44.2717 | -88.3011 | 60.5
2025-09 | MISO | Combined Locks Energy Center | 55558 | GEN2 | McKinley Paper | Natural Gas Fired Combined Cycle | 44.2717 | -88.3011 | 6
2025-09 | MISO | Tsar Nicholas LLC | 55561 | TN30 | CHI Operations Inc | Onshore Wind Turbine | 44.42 | -96.4347 | 1.9
2025-09 | MISO | Sun River LLC | 55562 | SU30 | CHI Operations Inc | Onshore Wind Turbine | 44.4289 | -96.4358 | 1.9
2025-09 | MISO | Julia Hills LLC | 55563 | JH30 | CHI Operations Inc | Onshore Wind Turbine | 44.4231 | -96.4458 | 1.9
2025-09 | MISO | Jessica Mills LLC | 55564 | JM30 | CHI Operations Inc | Onshore Wind Turbine | 44.4278 | -96.43 | 1.9
2025-09 | MISO | Jack River LLC | 55565 | JR30 | CHI Operations Inc | Onshore Wind Turbine | 44.4233 | -96.4411 | 1.9
2025-09 | MISO | Autumn Hills LLC | 55566 | AH30 | CHI Operations Inc | Onshore Wind Turbine | 44.4131 | -96.4325 | 1.9
2025-09 | MISO | Winters Spawn LLC | 55567 | WS30 | CHI Operations Inc | Onshore Wind Turbine | 44.2081 | -96.1989 | 1.9
2025-09 | MISO | Twin Lake Hills LLC | 55568 | TL30 | CHI Operations Inc | Onshore Wind Turbine | 44.2258 | -96.2789 | 1.9
2025-09 | MISO | Spartan Hills LLC | 55569 | SH30 | CHI Operations Inc | Onshore Wind Turbine | 44.2358 | -96.2383 | 1.9
2025-09 | MISO | Soliloquoy Ridge LLC | 55570 | SR30 | CHI Operations Inc | Onshore Wind Turbine | 44.2364 | -96.2331 | 1.9
2025-09 | MISO | Ruthton Ridge LLC | 55571 | RR30 | CHI Operations Inc | Onshore Wind Turbine | 44.2128 | -96.2131 | 1.9
2025-09 | MISO | Hope Creek LLC | 55572 | HC30 | CHI Operations Inc | Onshore Wind Turbine | 44.2275 | -96.2192 | 1.9
2025-09 | MISO | Hadley Ridge LLC | 55573 | HR30 | CHI Operations Inc | Onshore Wind Turbine | 44.2253 | -96.235 | 1.9
2025-09 | MISO | Florence Hills LLC | 55574 | FH30 | CHI Operations Inc | Onshore Wind Turbine | 44.2297 | -96.225 | 1.9
2025-09 | MISO | Agassiz Beach LLC | 55576 | AB30 | CHI Operations Inc | Onshore Wind Turbine | 47.0053 | -96.4356 | 1.9
2025-09 | SWPP | Llano Estacado Wind Ranch | 55579 | EXIS | Llano Estacado Wind Ranch | Onshore Wind Turbine | 35.4677 | -101.2533 | 80
2025-09 | ERCO | King Mountain Wind Ranch 1 | 55581 | EXIS | FPL Energy Upton Wind LP | Onshore Wind Turbine | 31.2092 | -102.2417 | 278
2025-09 | MISO | GRS Arbor Hills | 55596 | 0001 | Gas Recovery Systems Inc | Landfill Gas | 42.3953 | -83.558 | 5
2025-09 | MISO | GRS Arbor Hills | 55596 | 0002 | Gas Recovery Systems Inc | Landfill Gas | 42.3953 | -83.558 | 5
2025-09 | MISO | GRS Arbor Hills | 55596 | 0003 | Gas Recovery Systems Inc | Landfill Gas | 42.3953 | -83.558 | 5
2025-09 | MISO | GRS Arbor Hills | 55596 | 0004 | Gas Recovery Systems Inc | Landfill Gas | 42.3953 | -83.558 | 10
2025-09 | MISO | GRS Arbor Hills | 55596 | 0005 | Gas Recovery Systems Inc | Landfill Gas | 42.3953 | -83.558 | 5.3
2025-09 | MISO | GRS C&C | 55597 | 1 | Gas Recovery Systems Inc | Landfill Gas | 42.3563 | -85.0058 | 1
2025-09 | MISO | GRS C&C | 55597 | 3 | Gas Recovery Systems Inc | Landfill Gas | 42.3563 | -85.0058 | 1
2025-09 | MISO | GRS C&C | 55597 | 4 | Gas Recovery Systems Inc | Landfill Gas | 42.3563 | -85.0058 | 2.7
2025-09 | NYIS | Watchtower Educational Center | 55619 | GEN1 | Watchtower Bible & Tract Soc-NY | Natural Gas Internal Combustion Engine | 41.4984 | -73.5746 | 0.7
2025-09 | NYIS | Watchtower Educational Center | 55619 | GEN2 | Watchtower Bible & Tract Soc-NY | Petroleum Liquids | 41.4984 | -73.5746 | 0.7
2025-09 | NYIS | Watchtower Educational Center | 55619 | GEN3 | Watchtower Bible & Tract Soc-NY | Natural Gas Internal Combustion Engine | 41.4984 | -73.5746 | 0.7
2025-09 | MISO | Perryville Power Station | 55620 | 2-CT | Entergy Louisiana LLC | Natural Gas Fired Combustion Turbine | 32.6908 | -92.0183 | 186.2
2025-09 | MISO | Perryville Power Station | 55620 | CT-1 | Entergy Louisiana LLC | Natural Gas Fired Combined Cycle | 32.6908 | -92.0183 | 198.9
2025-09 | MISO | Perryville Power Station | 55620 | CT-2 | Entergy Louisiana LLC | Natural Gas Fired Combined Cycle | 32.6908 | -92.0183 | 198.9
2025-09 | MISO | Perryville Power Station | 55620 | ST-1 | Entergy Louisiana LLC | Natural Gas Fired Combined Cycle | 32.6908 | -92.0183 | 240.1
2025-09 | CISO | Creed Energy Center | 55625 | CT1 | Creed Energy Center LLC | Natural Gas Fired Combustion Turbine | 38.2422 | -121.8547 | 48
2025-09 | CISO | Lambie Energy Center | 55626 | CT1 | Gilroy Energy Center LLC | Natural Gas Fired Combustion Turbine | 38.2216 | -121.8683 | 47
2025-09 | CISO | Goose Haven Energy Center | 55627 | CT1 | Goose Haven Energy Center | Natural Gas Fired Combustion Turbine | 38.2268 | -121.8433 | 48
2025-09 | PJM | University Park North | 55640 | 1 | LSP University Park LLC | Natural Gas Fired Combustion Turbine | 41.4425 | -87.7514 | 60.5
2025-09 | PJM | University Park North | 55640 | 10 | LSP University Park LLC | Natural Gas Fired Combustion Turbine | 41.4425 | -87.7514 | 60.5
2025-09 | PJM | University Park North | 55640 | 11 | LSP University Park LLC | Natural Gas Fired Combustion Turbine | 41.4425 | -87.7514 | 60.5
2025-09 | PJM | University Park North | 55640 | 12 | LSP University Park LLC | Natural Gas Fired Combustion Turbine | 41.4425 | -87.7514 | 60.5
2025-09 | PJM | University Park North | 55640 | 2 | LSP University Park LLC | Natural Gas Fired Combustion Turbine | 41.4425 | -87.7514 | 60.5
2025-09 | PJM | University Park North | 55640 | 3 | LSP University Park LLC | Natural Gas Fired Combustion Turbine | 41.4425 | -87.7514 | 60.5
2025-09 | PJM | University Park North | 55640 | 4 | LSP University Park LLC | Natural Gas Fired Combustion Turbine | 41.4425 | -87.7514 | 60.5
2025-09 | PJM | University Park North | 55640 | 5 | LSP University Park LLC | Natural Gas Fired Combustion Turbine | 41.4425 | -87.7514 | 60.5
2025-09 | PJM | University Park North | 55640 | 6 | LSP University Park LLC | Natural Gas Fired Combustion Turbine | 41.4425 | -87.7514 | 60.5
2025-09 | PJM | University Park North | 55640 | 7 | LSP University Park LLC | Natural Gas Fired Combustion Turbine | 41.4425 | -87.7514 | 60.5
2025-09 | PJM | University Park North | 55640 | 8 | LSP University Park LLC | Natural Gas Fired Combustion Turbine | 41.4425 | -87.7514 | 60.5
2025-09 | PJM | University Park North | 55640 | 9 | LSP University Park LLC | Natural Gas Fired Combustion Turbine | 41.4425 | -87.7514 | 60.5
2025-09 | MISO | Riverside Energy Center | 55641 | CTG1 | Wisconsin Power & Light Co | Natural Gas Fired Combined Cycle | 42.5831 | -89.0358 | 198.9
2025-09 | MISO | Riverside Energy Center | 55641 | CTG2 | Wisconsin Power & Light Co | Natural Gas Fired Combined Cycle | 42.5831 | -89.0358 | 198.9
2025-09 | MISO | Riverside Energy Center | 55641 | STG1 | Wisconsin Power & Light Co | Natural Gas Fired Combined Cycle | 42.5831 | -89.0358 | 277.1
2025-09 | SWPP | Spring Creek Energy Center | 55651 | CT01 | Evergy Kansas Central, Inc | Natural Gas Fired Combustion Turbine | 35.7422 | -97.655 | 86.5
2025-09 | SWPP | Spring Creek Energy Center | 55651 | CT02 | Evergy Kansas Central, Inc | Natural Gas Fired Combustion Turbine | 35.7422 | -97.655 | 86.5
2025-09 | SWPP | Spring Creek Energy Center | 55651 | CT03 | Evergy Kansas Central, Inc | Natural Gas Fired Combustion Turbine | 35.7422 | -97.655 | 86.5
2025-09 | SWPP | Spring Creek Energy Center | 55651 | CT04 | Evergy Kansas Central, Inc | Natural Gas Fired Combustion Turbine | 35.7422 | -97.655 | 86.5
2025-09 | PJM | Chambersburg | 55654 | UN12 | Chambersburg Energy, LLC | Natural Gas Fired Combustion Turbine | 39.8669 | -77.6858 | 43.8
2025-09 | PJM | Chambersburg | 55654 | UN13 | Chambersburg Energy, LLC | Natural Gas Fired Combustion Turbine | 39.8669 | -77.6858 | 43.8
2025-09 | SWPP | WFEC GenCo LLC | 55655 | GEN1 | Western Farmers Elec Coop, Inc | Natural Gas Fired Combustion Turbine | 35.0833 | -98.2264 | 45
2025-09 | SWPP | WFEC GenCo LLC | 55655 | GEN2 | Western Farmers Elec Coop, Inc | Natural Gas Fired Combustion Turbine | 35.0833 | -98.2264 | 45
2025-09 | CISO | Pastoria Energy Facility, LLC | 55656 | CT01 | Calpine Corp - Pastoria Energy Center | Natural Gas Fired Combined Cycle | 34.9556 | -118.844 | 168
2025-09 | CISO | Pastoria Energy Facility, LLC | 55656 | CT02 | Calpine Corp - Pastoria Energy Center | Natural Gas Fired Combined Cycle | 34.9556 | -118.844 | 168
2025-09 | CISO | Pastoria Energy Facility, LLC | 55656 | CT04 | Calpine Corp - Pastoria Energy Center | Natural Gas Fired Combined Cycle | 34.9556 | -118.844 | 168
2025-09 | CISO | Pastoria Energy Facility, LLC | 55656 | ST03 | Calpine Corp - Pastoria Energy Center | Natural Gas Fired Combined Cycle | 34.9556 | -118.844 | 185
2025-09 | CISO | Pastoria Energy Facility, LLC | 55656 | ST05 | Calpine Corp - Pastoria Energy Center | Natural Gas Fired Combined Cycle | 34.9556 | -118.844 | 90
2025-09 | ISNE | Newington Energy Center | 55661 | GT-1 | Essential Power Operating Services, LLC | Natural Gas Fired Combined Cycle | 43.1047 | -70.8061 | 185.6
2025-09 | ISNE | Newington Energy Center | 55661 | GT-2 | Essential Power Operating Services, LLC | Natural Gas Fired Combined Cycle | 43.1047 | -70.8061 | 185.6
2025-09 | ISNE | Newington Energy Center | 55661 | ST | Essential Power Operating Services, LLC | Natural Gas Fired Combined Cycle | 43.1047 | -70.8061 | 234.3
2025-09 | SWPP | Harrison County Power Project | 55664 | GT-1 | Northeast Texas Elec Coop, Inc | Natural Gas Fired Combined Cycle | 32.3958 | -94.4367 | 170
2025-09 | SWPP | Harrison County Power Project | 55664 | GT-2 | Northeast Texas Elec Coop, Inc | Natural Gas Fired Combined Cycle | 32.3958 | -94.4367 | 170
2025-09 | SWPP | Harrison County Power Project | 55664 | ST-1 | Northeast Texas Elec Coop, Inc | Natural Gas Fired Combined Cycle | 32.3958 | -94.4367 | 230
2025-09 | PJM | Lower Mount Bethel Energy | 55667 | G1 | Lower Mount Bethel Energy LLC | Natural Gas Fired Combined Cycle | 40.8019 | -75.1076 | 211.5
2025-09 | PJM | Lower Mount Bethel Energy | 55667 | G2 | Lower Mount Bethel Energy LLC | Natural Gas Fired Combined Cycle | 40.8019 | -75.1076 | 211.5
2025-09 | PJM | Lower Mount Bethel Energy | 55667 | G3 | Lower Mount Bethel Energy LLC | Natural Gas Fired Combined Cycle | 40.8019 | -75.1076 | 228.6
2025-09 | MISO | Flambeau Crowley Rapids Project | 55684 | GEN1 | Zero6 Energy Hydro | Conventional Hydroelectric | 45.8683 | -90.5844 | 1
2025-09 | MISO | Flambeau Crowley Rapids Project | 55684 | GEN2 | Zero6 Energy Hydro | Conventional Hydroelectric | 45.8683 | -90.5844 | 0.5
2025-09 | MISO | Flambeau Lower Project | 55685 | GEN1 | Zero6 Energy Hydro | Conventional Hydroelectric | 45.9135 | -90.4475 | 0.4
2025-09 | MISO | Flambeau Lower Project | 55685 | GEN2 | Zero6 Energy Hydro | Conventional Hydroelectric | 45.9135 | -90.4475 | 0.4
2025-09 | MISO | Flambeau Lower Project | 55685 | GEN3 | Zero6 Energy Hydro | Conventional Hydroelectric | 45.9135 | -90.4475 | 0.4
2025-09 | PJM | Bethlehem Power Plant | 55690 | CTG1 | Calpine Bethlehem LLC | Natural Gas Fired Combined Cycle | 40.6175 | -75.3147 | 127
2025-09 | PJM | Bethlehem Power Plant | 55690 | CTG2 | Calpine Bethlehem LLC | Natural Gas Fired Combined Cycle | 40.6175 | -75.3147 | 127
2025-09 | PJM | Bethlehem Power Plant | 55690 | CTG3 | Calpine Bethlehem LLC | Natural Gas Fired Combined Cycle | 40.6175 | -75.3147 | 127
2025-09 | PJM | Bethlehem Power Plant | 55690 | CTG5 | Calpine Bethlehem LLC | Natural Gas Fired Combined Cycle | 40.6175 | -75.3147 | 127
2025-09 | PJM | Bethlehem Power Plant | 55690 | CTG6 | Calpine Bethlehem LLC | Natural Gas Fired Combined Cycle | 40.6175 | -75.3147 | 127
2025-09 | PJM | Bethlehem Power Plant | 55690 | CTG7 | Calpine Bethlehem LLC | Natural Gas Fired Combined Cycle | 40.6175 | -75.3147 | 127
2025-09 | PJM | Bethlehem Power Plant | 55690 | STG4 | Calpine Bethlehem LLC | Natural Gas Fired Combined Cycle | 40.6175 | -75.3147 | 195.5
2025-09 | PJM | Bethlehem Power Plant | 55690 | STG8 | Calpine Bethlehem LLC | Natural Gas Fired Combined Cycle | 40.6175 | -75.3147 | 195.5
2025-09 | CISO | Hanford Energy Park Peaker | 55698 | HEP1 | MRP San Joaquin Energy LLC. | Natural Gas Fired Combustion Turbine | 36.2701 | -119.6481 | 46.1
2025-09 | CISO | Hanford Energy Park Peaker | 55698 | HEP2 | MRP San Joaquin Energy LLC. | Natural Gas Fired Combustion Turbine | 36.2701 | -119.6481 | 46.1
2025-09 | NYIS | Bayswater Peaking Facility LLC | 55699 | 1 | Bayswater Peaking Facility LLC | Natural Gas Fired Combustion Turbine | 40.6107 | -73.7622 | 60.5
2025-09 | PJM | Fremont Energy Center | 55701 | CA01 | American Mun Power-Ohio, Inc | Natural Gas Fired Combined Cycle | 41.3771 | -83.1614 | 358.7
2025-09 | PJM | Fremont Energy Center | 55701 | CT01 | American Mun Power-Ohio, Inc | Natural Gas Fired Combined Cycle | 41.3771 | -83.1614 | 190.4
2025-09 | PJM | Fremont Energy Center | 55701 | CT02 | American Mun Power-Ohio, Inc | Natural Gas Fired Combined Cycle | 41.3771 | -83.1614 | 190.4
2025-09 | ERCO | Nacogdoches Power | 55708 | STG4 | Austin Energy | Wood/Wood Waste Biomass | 31.8321 | -94.9006 | 114
2025-09 | PJM | Allegheny Energy Units 3 4 & 5 | 55710 | UNT3 | Springdale Energy LLC | Natural Gas Fired Combined Cycle | 40.5453 | -79.7686 | 184
2025-09 | PJM | Allegheny Energy Units 3 4 & 5 | 55710 | UNT4 | Springdale Energy LLC | Natural Gas Fired Combined Cycle | 40.5453 | -79.7686 | 184
2025-09 | PJM | Allegheny Energy Units 3 4 & 5 | 55710 | UNT5 | Springdale Energy LLC | Natural Gas Fired Combined Cycle | 40.5453 | -79.7686 | 188
2025-09 | MISO | Magnet Cove | 55714 | GT1 | Arkansas Electric Coop Corp | Natural Gas Fired Combined Cycle | 34.4297 | -92.8317 | 242
2025-09 | MISO | Magnet Cove | 55714 | GT2 | Arkansas Electric Coop Corp | Natural Gas Fired Combined Cycle | 34.4297 | -92.8317 | 242
2025-09 | MISO | Magnet Cove | 55714 | ST1 | Arkansas Electric Coop Corp | Natural Gas Fired Combined Cycle | 34.4297 | -92.8317 | 262
2025-09 | MISO | Dean | 55718 | GT1 | DTE Electric Company | Natural Gas Fired Combustion Turbine | 42.7741 | -82.482 | 89.4
2025-09 | MISO | Dean | 55718 | GT2 | DTE Electric Company | Natural Gas Fired Combustion Turbine | 42.7741 | -82.482 | 89.4
2025-09 | MISO | Dean | 55718 | GT3 | DTE Electric Company | Natural Gas Fired Combustion Turbine | 42.7741 | -82.482 | 89.4
2025-09 | MISO | Dean | 55718 | GT4 | DTE Electric Company | Natural Gas Fired Combustion Turbine | 42.7741 | -82.482 | 89.4
2025-09 | CISO | Mountain View I & II | 55719 | MVWR | AES Distributed Energy | Onshore Wind Turbine | 33.9211 | -116.5642 | 70.9
2025-09 | SWPP | Gray County Wind Energy | 55734 | V47 | Gray County Wind Energy LLC | Onshore Wind Turbine | 37.6133 | -100.3782 | 112.2
2025-09 | PJM | Hanging Rock Energy Facility | 55736 | 1GT1 | Dynegy Hanging Rock Energy Facility | Natural Gas Fired Combined Cycle | 38.5731 | -82.7833 | 198.9
2025-09 | PJM | Hanging Rock Energy Facility | 55736 | 1GT2 | Dynegy Hanging Rock Energy Facility | Natural Gas Fired Combined Cycle | 38.5731 | -82.7833 | 198.9
2025-09 | PJM | Hanging Rock Energy Facility | 55736 | 1ST | Dynegy Hanging Rock Energy Facility | Natural Gas Fired Combined Cycle | 38.5731 | -82.7833 | 317.1
2025-09 | PJM | Hanging Rock Energy Facility | 55736 | 2GT1 | Dynegy Hanging Rock Energy Facility | Natural Gas Fired Combined Cycle | 38.5731 | -82.7833 | 198.9
2025-09 | PJM | Hanging Rock Energy Facility | 55736 | 2GT2 | Dynegy Hanging Rock Energy Facility | Natural Gas Fired Combined Cycle | 38.5731 | -82.7833 | 198.9
2025-09 | PJM | Hanging Rock Energy Facility | 55736 | 2ST | Dynegy Hanging Rock Energy Facility | Natural Gas Fired Combined Cycle | 38.5731 | -82.7833 | 317.1
2025-09 | PJM | Buchanan Generation LLC | 55738 | 1 | Buchanan Generation, LLC | Natural Gas Fired Combustion Turbine | 37.1753 | -81.9614 | 44
2025-09 | PJM | Buchanan Generation LLC | 55738 | 2 | Buchanan Generation, LLC | Natural Gas Fired Combustion Turbine | 37.1753 | -81.9614 | 44
2025-09 | MISO | Montfort Wind Energy Center | 55742 | ER15 | Wisconsin Electric Power Co | Onshore Wind Turbine | 42.9625 | -90.3867 | 30
2025-09 | ERCO | NWP Indian Mesa Wind Farm | 55747 | NWP2 | NWP Indian Mesa Wind Farm LP | Onshore Wind Turbine | 30.9315 | -102.2014 | 82.5
2025-09 | CISO | Los Esteros Critical Energy Center | 55748 | CAG5 | Los Esteros Critical Energy Facility LLC | Natural Gas Fired Combined Cycle | 37.425 | -121.9319 | 126.1
2025-09 | CISO | Los Esteros Critical Energy Center | 55748 | CTG1 | Los Esteros Critical Energy Facility LLC | Natural Gas Fired Combined Cycle | 37.425 | -121.9319 | 45
2025-09 | CISO | Los Esteros Critical Energy Center | 55748 | CTG2 | Los Esteros Critical Energy Facility LLC | Natural Gas Fired Combined Cycle | 37.425 | -121.9319 | 45
2025-09 | CISO | Los Esteros Critical Energy Center | 55748 | CTG3 | Los Esteros Critical Energy Facility LLC | Natural Gas Fired Combined Cycle | 37.425 | -121.9319 | 45
2025-09 | CISO | Los Esteros Critical Energy Center | 55748 | CTG4 | Los Esteros Critical Energy Facility LLC | Natural Gas Fired Combined Cycle | 37.425 | -121.9319 | 45
2025-09 | CISO | Sonoma Central Landfill Phase I | 55752 | P-11 | County of Sonoma Dept of Trnsp | Landfill Gas | 38.3017 | -122.7489 | 0.8
2025-09 | CISO | Sonoma Central Landfill Phase I | 55752 | P-12 | County of Sonoma Dept of Trnsp | Landfill Gas | 38.3017 | -122.7489 | 0.8
2025-09 | CISO | Sonoma Central Landfill Phase I | 55752 | P-13 | County of Sonoma Dept of Trnsp | Landfill Gas | 38.3017 | -122.7489 | 0.8
2025-09 | CISO | Sonoma Central Landfill Phase I | 55752 | P-14 | County of Sonoma Dept of Trnsp | Landfill Gas | 38.3017 | -122.7489 | 0.8
2025-09 | CISO | Sonoma Central Landfill Phase II | 55753 | P-21 | County of Sonoma Dept of Trnsp | Landfill Gas | 38.3017 | -122.7489 | 0.8
2025-09 | CISO | Sonoma Central Landfill Phase II | 55753 | P-22 | County of Sonoma Dept of Trnsp | Landfill Gas | 38.3017 | -122.7489 | 0.8
2025-09 | CISO | Sonoma Central Landfill Phase II | 55753 | P-23 | County of Sonoma Dept of Trnsp | Landfill Gas | 38.3017 | -122.7489 | 0.8
2025-09 | CISO | Sonoma Central Landfill Phase II | 55753 | P-24 | County of Sonoma Dept of Trnsp | Landfill Gas | 38.3017 | -122.7489 | 0.8
2025-09 | NYIS | Model City Energy Facility | 55757 | GEN1 | Model City Energy LLC | Landfill Gas | 43.2094 | -78.9836 | 0.8
2025-09 | NYIS | Model City Energy Facility | 55757 | GEN2 | Model City Energy LLC | Landfill Gas | 43.2094 | -78.9836 | 0.8
2025-09 | NYIS | Model City Energy Facility | 55757 | GEN3 | Model City Energy LLC | Landfill Gas | 43.2094 | -78.9836 | 0.8
2025-09 | NYIS | Model City Energy Facility | 55757 | GEN4 | Model City Energy LLC | Landfill Gas | 43.2094 | -78.9836 | 0.8
2025-09 | NYIS | Model City Energy Facility | 55757 | GEN5 | Model City Energy LLC | Landfill Gas | 43.2094 | -78.9836 | 0.8
2025-09 | NYIS | Model City Energy Facility | 55757 | GEN6 | Model City Energy LLC | Landfill Gas | 43.2094 | -78.9836 | 0.8
2025-09 | NYIS | Model City Energy Facility | 55757 | GEN7 | Model City Energy LLC | Landfill Gas | 43.2094 | -78.9836 | 0.8
2025-09 | PJM | Green Knight Energy Center | 55765 | TG1 | Waste Management Inc | Landfill Gas | 40.8592 | -75.2627 | 3.3
2025-09 | PJM | Green Knight Energy Center | 55765 | TG2 | Waste Management Inc | Landfill Gas | 40.8592 | -75.2627 | 3.3
2025-09 | PJM | Green Knight Energy Center | 55765 | TG3 | Waste Management Inc | Landfill Gas | 40.8592 | -75.2627 | 3.3
2025-09 | NYIS | Madison Windpower LLC | 55769 | MADW | Madison Windpower LLC | Onshore Wind Turbine | 42.8947 | -75.4517 | 11.5
2025-09 | MISO | Noble Ridge LLC | 55782 | WH01 | RENEW Energy Inc | Onshore Wind Turbine | 43.7547 | -95.8534 | 1.5
2025-09 | NYIS | Edgewood Energy LLC | 55786 | CT01 | MPH Cross Island Power | Natural Gas Fired Combustion Turbine | 40.7861 | -73.2931 | 50
2025-09 | NYIS | Edgewood Energy LLC | 55786 | CT02 | MPH Cross Island Power | Natural Gas Fired Combustion Turbine | 40.7861 | -73.2931 | 50
2025-09 | NYIS | Shoreham Energy LLC | 55787 | CT01 | MPH Cross Island Power | Petroleum Liquids | 40.9571 | -72.8659 | 50
2025-09 | NYIS | Shoreham Energy LLC | 55787 | CT02 | MPH Cross Island Power | Petroleum Liquids | 40.9571 | -72.8659 | 50
2025-09 | NYIS | Fenner Wind | 55790 | 1 | CHI Energy Inc | Onshore Wind Turbine | 42.989 | -75.7625 | 30
2025-09 | ERCO | Woodward Mountain II | 55795 | 01 | Pecos Wind II LP | Onshore Wind Turbine | 30.9514 | -102.4141 | 78
2025-09 | ERCO | Woodward Mountain I | 55796 | 01 | Pecos Wind I LP | Onshore Wind Turbine | 30.9514 | -102.4141 | 82
2025-09 | MISO | Otsego Mill Power Plant | 55799 | NRTH | Otsego Paper Inc | Natural Gas Fired Combustion Turbine | 42.4628 | -85.6961 | 10.6
2025-09 | MISO | Otsego Mill Power Plant | 55799 | SOTH | Otsego Paper Inc | Natural Gas Fired Combustion Turbine | 42.4628 | -85.6961 | 10.6
2025-09 | PJM | Marcus Hook Energy LP | 55801 | CT13 | Marcus Hook Energy LP | Natural Gas Fired Combined Cycle | 39.807 | -75.4216 | 188.2
2025-09 | PJM | Marcus Hook Energy LP | 55801 | CT1A | Marcus Hook Energy LP | Natural Gas Fired Combined Cycle | 39.807 | -75.4216 | 188.2
2025-09 | PJM | Marcus Hook Energy LP | 55801 | CTIB | Marcus Hook Energy LP | Natural Gas Fired Combined Cycle | 39.807 | -75.4216 | 188.2
2025-09 | PJM | Marcus Hook Energy LP | 55801 | STG | Marcus Hook Energy LP | Natural Gas Fired Combined Cycle | 39.807 | -75.4216 | 271.5
2025-09 | PJM | Somerset Windpower LLC | 55803 | EW | Sequitur Renewables, LLC | Onshore Wind Turbine | 39.9792 | -79.0128 | 9
2025-09 | MISO | Old Gold Energy Center, LLC | 55804 | NM | Old Gold Energy Center, LLC | Onshore Wind Turbine | 43.3833 | -93.4167 | 80
2025-09 | PJM | Mill Run Windpower LLC | 55805 | G1 | Sequitur Renewables, LLC | Onshore Wind Turbine | 39.9134 | -79.3936 | 15
2025-09 | CISO | Henrietta Peaker | 55807 | HPP1 | MRP San Joaquin Energy LLC. | Natural Gas Fired Combustion Turbine | 36.2397 | -119.9044 | 49
2025-09 | CISO | Henrietta Peaker | 55807 | HPP2 | MRP San Joaquin Energy LLC. | Natural Gas Fired Combustion Turbine | 36.2397 | -119.9044 | 49
2025-09 | MISO | Kas Brothers Windfarm | 55809 | G1 | Kas Brothers Windfarm LLC | Onshore Wind Turbine | 44.0119 | -96.1125 | 1.5
2025-09 | CISO | Gilroy Peaking Energy Center | 55810 | S3 | Calpine Gilroy Cogen LP | Natural Gas Fired Combustion Turbine | 36.999 | -121.5363 | 48
2025-09 | CISO | Gilroy Peaking Energy Center | 55810 | S4 | Calpine Gilroy Cogen LP | Natural Gas Fired Combustion Turbine | 36.999 | -121.5363 | 48
2025-09 | CISO | Gilroy Peaking Energy Center | 55810 | S5 | Calpine Gilroy Cogen LP | Natural Gas Fired Combustion Turbine | 36.999 | -121.5363 | 48
2025-09 | CISO | King City Peaking | 55811 | CTG1 | Calpine Corp-King City | Natural Gas Fired Combustion Turbine | 36.2248 | -121.1246 | 47.3
2025-09 | CISO | Yuba City Energy Center | 55813 | CTG1 | Calpine Corp-Yuba City | Natural Gas Fired Combustion Turbine | 39.1392 | -121.6387 | 47.3
2025-09 | MISO | Hawkeye Power Partners LLC | 55816 | 48M | Hawkeye Power Partners LLC | Onshore Wind Turbine | 43.0472 | -93.4775 | 42
2025-09 | MISO | MNDOT Standby Generation | 55824 | UNT1 | State of Minnesota Department of Administration | Petroleum Liquids | 44.953 | -93.1057 | 2
2025-09 | MISO | Island Street Peaking Plant | 55836 | FT81 | WPPI Energy | Natural Gas Fired Combustion Turbine | 44.2761 | -88.2658 | 60.5
2025-09 | CISO | Feather River Energy Center | 55847 | CTG1 | Calpine Corp-Yuba City | Natural Gas Fired Combustion Turbine | 39.1093 | -121.6093 | 47
2025-09 | CISO | Valero Refinery Cogeneration Unit 1 | 55851 | GT 1 | Valero Refining Co California | Natural Gas Fired Combustion Turbine | 38.0736 | -122.1411 | 49.9
2025-09 | CISO | Wolfskill Energy Center | 55855 | CTG1 | Gilroy Energy Center LLC | Natural Gas Fired Combustion Turbine | 38.2285 | -122.0752 | 48
2025-09 | MISO | Prairie State Generating Station | 55856 | PC1 | Prairie State Generating Co LLC | Conventional Steam Coal | 38.2792 | -89.6669 | 883
2025-09 | MISO | Prairie State Generating Station | 55856 | PC2 | Prairie State Generating Co LLC | Conventional Steam Coal | 38.2792 | -89.6669 | 883
2025-09 | MISO | Oak Point Cogen | 55857 | 5121 | Chevron Oronite Co LLC | Natural Gas Fired Combustion Turbine | 29.812 | -90.0084 | 4.7
2025-09 | MISO | Oak Point Cogen | 55857 | 5131 | Chevron Oronite Co LLC | Natural Gas Fired Combustion Turbine | 29.812 | -90.0084 | 4.7
2025-09 | MISO | Oak Point Cogen | 55857 | 5141 | Chevron Oronite Co LLC | Natural Gas Fired Combustion Turbine | 29.812 | -90.0084 | 4.7
2025-09 | MISO | Oak Point Cogen | 55857 | 5151 | Chevron Oronite Co LLC | Natural Gas Fired Combustion Turbine | 29.812 | -90.0084 | 4.7
2025-09 | MISO | Oak Point Cogen | 55857 | 5161 | Chevron Oronite Co LLC | Natural Gas Fired Combustion Turbine | 29.812 | -90.0084 | 4.7
2025-09 | ISNE | Quinebaug Lower Project | 55860 | 5-M | Quinebaug Associates LLC | Conventional Hydroelectric | 41.7987 | -71.8868 | 0.3
2025-09 | ISNE | Quinebaug Lower Project | 55860 | MF | Quinebaug Associates LLC | Conventional Hydroelectric | 41.7987 | -71.8868 | 0.1
2025-09 | ISNE | Quinebaug Lower Project | 55860 | U2 | Quinebaug Associates LLC | Conventional Hydroelectric | 41.7987 | -71.8868 | 0.8
2025-09 | ISNE | Quinebaug Lower Project | 55860 | UI | Quinebaug Associates LLC | Conventional Hydroelectric | 41.7987 | -71.8868 | 1.3
2025-09 | MISO | Stevens Point Mill | 55861 | SP | Pixelle Specialty Solution, LLC | Natural Gas Steam Turbine | 44.3528 | -89.5836 | 7.6
2025-09 | CISO | Wellhead Power Panoche | 55874 | 8 | Wellhead Services, Inc | Natural Gas Fired Combustion Turbine | 36.6535 | -120.5783 | 56.7
2025-09 | CISO | Sonoma Central Landfill Phase III | 55880 | P-31 | County of Sonoma Dept of Trnsp | Landfill Gas | 38.3017 | -122.7489 | 0.8
2025-09 | CISO | Sonoma Central Landfill Phase III | 55880 | P-32 | County of Sonoma Dept of Trnsp | Landfill Gas | 38.3017 | -122.7489 | 0.8
2025-09 | MISO | Ridgeview | 55925 | GEN1 | Bio-Energy Partners | Landfill Gas | 44.175 | -87.8285 | 0.8
2025-09 | MISO | Ridgeview | 55925 | GEN2 | Bio-Energy Partners | Landfill Gas | 44.175 | -87.8285 | 0.8
2025-09 | MISO | Ridgeview | 55925 | GEN5 | Bio-Energy Partners | Landfill Gas | 44.175 | -87.8285 | 0.8
2025-09 | MISO | Ridgeview | 55925 | GEN6 | Bio-Energy Partners | Landfill Gas | 44.175 | -87.8285 | 0.8
2025-09 | MISO | Ridgeview | 55925 | GEN7 | Bio-Energy Partners | Landfill Gas | 44.175 | -87.8285 | 0.8
2025-09 | MISO | Ridgeview | 55925 | GEN8 | Bio-Energy Partners | Landfill Gas | 44.175 | -87.8285 | 0.8
2025-09 | CISO | Tracy Combined Cycle Power Plant | 55933 | TCC1 | MRP San Joaquin Energy LLC. | Natural Gas Fired Combined Cycle | 37.7107 | -121.4906 | 167.3
2025-09 | CISO | Tracy Combined Cycle Power Plant | 55933 | TPP1 | MRP San Joaquin Energy LLC. | Natural Gas Fired Combined Cycle | 37.7107 | -121.4906 | 84.4
2025-09 | CISO | Tracy Combined Cycle Power Plant | 55933 | TPP2 | MRP San Joaquin Energy LLC. | Natural Gas Fired Combined Cycle | 37.7107 | -121.4906 | 84.4
2025-09 | CISO | Century Generating Facility | 55934 | C1 | Colton Power LP | Natural Gas Fired Combustion Turbine | 34.0606 | -117.3533 | 11.2
2025-09 | CISO | Century Generating Facility | 55934 | C2 | Colton Power LP | Natural Gas Fired Combustion Turbine | 34.0606 | -117.3533 | 11.2
2025-09 | CISO | Century Generating Facility | 55934 | C3 | Colton Power LP | Natural Gas Fired Combustion Turbine | 34.0606 | -117.3533 | 11.2
2025-09 | CISO | Century Generating Facility | 55934 | C4 | Colton Power LP | Natural Gas Fired Combustion Turbine | 34.0606 | -117.3533 | 11.2
2025-09 | CISO | Drews Generating Facility | 55935 | D1 | Colton Power LP | Natural Gas Fired Combustion Turbine | 34.0609 | -117.3532 | 11.2
2025-09 | CISO | Drews Generating Facility | 55935 | D2 | Colton Power LP | Natural Gas Fired Combustion Turbine | 34.0609 | -117.3532 | 11.2
2025-09 | CISO | Drews Generating Facility | 55935 | D3 | Colton Power LP | Natural Gas Fired Combustion Turbine | 34.0609 | -117.3532 | 11.2
2025-09 | CISO | Drews Generating Facility | 55935 | D4 | Colton Power LP | Natural Gas Fired Combustion Turbine | 34.0609 | -117.3532 | 11.2
2025-09 | PJM | NRG Rockford II Energy Center | 55936 | GT3 | Rockford Generation LLC | Natural Gas Fired Combustion Turbine | 42.2383 | -89.1011 | 168
2025-09 | PJM | NAEA Ocean Peaking Power LLC | 55938 | OPP3 | Essential Power Operating Company, LLC | Natural Gas Fired Combustion Turbine | 40.0633 | -74.1672 | 191.5
2025-09 | PJM | NAEA Ocean Peaking Power LLC | 55938 | OPP4 | Essential Power Operating Company, LLC | Natural Gas Fired Combustion Turbine | 40.0633 | -74.1672 | 191.5
2025-09 | PJM | Warren County | 55939 | CT01 | Virginia Electric & Power Co | Natural Gas Fired Combined Cycle | 38.9717 | -78.1772 | 297.5
2025-09 | PJM | Warren County | 55939 | CT02 | Virginia Electric & Power Co | Natural Gas Fired Combined Cycle | 38.9717 | -78.1772 | 297.5
2025-09 | PJM | Warren County | 55939 | CT03 | Virginia Electric & Power Co | Natural Gas Fired Combined Cycle | 38.9717 | -78.1772 | 297.5
2025-09 | PJM | Warren County | 55939 | ST01 | Virginia Electric & Power Co | Natural Gas Fired Combined Cycle | 38.9717 | -78.1772 | 579.7
2025-09 | CISO | Elk Hills Cogen | 55950 | U1 | California Resources Elk Hills LLC | Natural Gas Fired Combustion Turbine | 35.4791 | -119.7375 | 23.3
2025-09 | CISO | Elk Hills Cogen | 55950 | U2 | California Resources Elk Hills LLC | Natural Gas Fired Combustion Turbine | 35.4791 | -119.7375 | 23.3
2025-09 | CISO | Agua Mansa Power Plant | 55951 | AMP1 | E I Colton LLC | Natural Gas Fired Combustion Turbine | 34.0414 | -117.3603 | 60.5
2025-09 | PJM | Pretlow | 55953 | 1 | City of Franklin - (VA) | Petroleum Liquids | 36.6592 | -76.9267 | 1.6
2025-09 | PJM | Pretlow | 55953 | 2 | City of Franklin - (VA) | Petroleum Liquids | 36.6592 | -76.9267 | 1.6
2025-09 | PJM | Downtown | 55954 | 1 | City of Franklin - (VA) | Petroleum Liquids | 36.6803 | -76.9219 | 1.6
2025-09 | PJM | Downtown | 55954 | 2 | City of Franklin - (VA) | Petroleum Liquids | 36.6803 | -76.9219 | 1.6
2025-09 | CISO | Riverview Energy Center | 55963 | CTG1 | Gilroy Energy Center for Riverview | Natural Gas Fired Combustion Turbine | 38.0144 | -121.7907 | 47
2025-09 | ERCO | Trent Wind Farm | 55968 | WTG1 | Trent Wind Farm LLC | Onshore Wind Turbine | 32.4301 | -100.2357 | 152
2025-09 | NYIS | Hawkeye Energy Greenport LLC | 55969 | U-01 | Hawkeye Energy Greenport LLC | Petroleum Liquids | 41.106 | -72.3762 | 54
2025-09 | SWPP | Cass County | 55972 | CT-1 | Omaha Public Power District | Natural Gas Fired Combustion Turbine | 40.9479 | -95.964 | 172.5
2025-09 | SWPP | Cass County | 55972 | CT-2 | Omaha Public Power District | Natural Gas Fired Combustion Turbine | 40.9479 | -95.964 | 172.5
2025-09 | PJM | Hunterstown Power Plant | 55976 | 101 | Hunterstown Generation, LLC | Natural Gas Fired Combined Cycle | 39.8725 | -77.1672 | 179
2025-09 | PJM | Hunterstown Power Plant | 55976 | 201 | Hunterstown Generation, LLC | Natural Gas Fired Combined Cycle | 39.8725 | -77.1672 | 179
2025-09 | PJM | Hunterstown Power Plant | 55976 | 301 | Hunterstown Generation, LLC | Natural Gas Fired Combined Cycle | 39.8725 | -77.1672 | 179
2025-09 | PJM | Hunterstown Power Plant | 55976 | 401 | Hunterstown Generation, LLC | Natural Gas Fired Combined Cycle | 39.8725 | -77.1672 | 361
2025-09 | CISO | Palomar Energy | 55985 | CTG1 | San Diego Gas & Electric Co | Natural Gas Fired Combined Cycle | 33.1197 | -117.1178 | 165
2025-09 | CISO | Palomar Energy | 55985 | CTG2 | San Diego Gas & Electric Co | Natural Gas Fired Combined Cycle | 33.1197 | -117.1178 | 165
2025-09 | CISO | Palomar Energy | 55985 | STG | San Diego Gas & Electric Co | Natural Gas Fired Combined Cycle | 33.1197 | -117.1178 | 229
2025-09 | PJM | Mountaineer Wind Energy Center | 55986 | WT1 | Sequitur Renewables, LLC | Onshore Wind Turbine | 39.1828 | -79.5372 | 66
2025-09 | PJM | Ashtabula | 55990 | 1 | DTE Ashtabula, LLC | Natural Gas Fired Combined Cycle | 41.89 | -80.7612 | 4.9
2025-09 | PJM | Ashtabula | 55990 | 2 | DTE Ashtabula, LLC | Natural Gas Fired Combined Cycle | 41.89 | -80.7612 | 4.9
2025-09 | PJM | Ashtabula | 55990 | 3 | DTE Ashtabula, LLC | Natural Gas Fired Combined Cycle | 41.89 | -80.7612 | 4.9
2025-09 | PJM | Ashtabula | 55990 | 4 | DTE Ashtabula, LLC | Natural Gas Fired Combined Cycle | 41.89 | -80.7612 | 4.9
2025-09 | PJM | Ashtabula | 55990 | 5 | DTE Ashtabula, LLC | Natural Gas Fired Combined Cycle | 41.89 | -80.7612 | 4.9
2025-09 | PJM | Ashtabula | 55990 | 6 | DTE Ashtabula, LLC | Natural Gas Fired Combined Cycle | 41.89 | -80.7612 | 0.8
2025-09 | PJM | Ashtabula | 55990 | 7 | DTE Ashtabula, LLC | Natural Gas Fired Combined Cycle | 41.89 | -80.7612 | 0.8
2025-09 | ERCO | Desert Sky | 55992 | 1 | Desert Sky Wind Farm LP | Onshore Wind Turbine | 30.9178 | -102.0867 | 167.7
2025-09 | SWPP | Minot Wind Project | 55995 | MWP2 | Basin Electric Power Coop | Onshore Wind Turbine | 48.0213 | -101.2805 | 4.5
2025-09 | MISO | Alliant SBD0201 Ingredion | 55996 | 01 | Industrial Energy Applications Inc | Petroleum Liquids | 41.9701 | -91.6662 | 1.8
2025-09 | MISO | Alliant SBD0201 Ingredion | 55996 | 02 | Industrial Energy Applications Inc | Petroleum Liquids | 41.9701 | -91.6662 | 1.6
2025-09 | MISO | Alliant SBD0201 Ingredion | 55996 | 03 | Industrial Energy Applications Inc | Petroleum Liquids | 41.9701 | -91.6662 | 1.6
2025-09 | MISO | Alliant SBD0201 Ingredion | 55996 | 04 | Industrial Energy Applications Inc | Petroleum Liquids | 41.9701 | -91.6662 | 1.1
2025-09 | PJM | Orchard Park | 55997 | 10 | Borough of Chambersburg | Natural Gas Internal Combustion Engine | 39.9109 | -77.6667 | 6
2025-09 | PJM | Orchard Park | 55997 | 11 | Borough of Chambersburg | Natural Gas Internal Combustion Engine | 39.9109 | -77.6667 | 6
2025-09 | PJM | Orchard Park | 55997 | 8 | Borough of Chambersburg | Natural Gas Internal Combustion Engine | 39.9109 | -77.6667 | 6
2025-09 | PJM | Orchard Park | 55997 | 9 | Borough of Chambersburg | Natural Gas Internal Combustion Engine | 39.9109 | -77.6667 | 6
2025-09 | PJM | Waymart Wind | 56001 | GE15 | Sequitur Renewables, LLC | Onshore Wind Turbine | 41.5533 | -75.4542 | 64.5
2025-09 | MISO | Minwind | 56002 | 1 | Community Renewables, LLC | Onshore Wind Turbine | 43.5564 | -96.3036 | 3.8
2025-09 | PJM | Mount Clinton | 56004 | D-2 | City of Harrisonburg - (VA) | Petroleum Liquids | 38.4681 | -78.865 | 2
2025-09 | PJM | Mount Clinton | 56004 | D-3 | City of Harrisonburg - (VA) | Petroleum Liquids | 38.4681 | -78.865 | 2
2025-09 | PJM | Mount Clinton | 56004 | D-5 | City of Harrisonburg - (VA) | Petroleum Liquids | 38.4681 | -78.865 | 2
2025-09 | PJM | Mount Clinton | 56004 | D-7 | City of Harrisonburg - (VA) | Petroleum Liquids | 38.4681 | -78.865 | 2
2025-09 | PJM | Mount Clinton | 56004 | D-8 | City of Harrisonburg - (VA) | Petroleum Liquids | 38.4681 | -78.865 | 2
2025-09 | PJM | Mount Clinton | 56004 | MC-1 | City of Harrisonburg - (VA) | Petroleum Liquids | 38.4681 | -78.865 | 14
2025-09 | PJM | Pleasant Valley (VA) | 56005 | D-4 | City of Harrisonburg - (VA) | Petroleum Liquids | 38.4006 | -78.8983 | 2
2025-09 | PJM | Pleasant Valley (VA) | 56005 | D-6 | City of Harrisonburg - (VA) | Petroleum Liquids | 38.4006 | -78.8983 | 2
2025-09 | PJM | Pleasant Valley (VA) | 56005 | PV-1 | City of Harrisonburg - (VA) | Petroleum Liquids | 38.4006 | -78.8983 | 16.5
2025-09 | MISO | Hancock County Wind Energy Center | 56010 | V-47 | FPL Energy Hancock County Wind, LLC | Onshore Wind Turbine | 43.0528 | -93.63 | 98
2025-09 | CISO | Cabazon Wind Partners | 56011 | V-47 | Shell Wind Energy Inc. | Onshore Wind Turbine | 33.9172 | -116.735 | 41
2025-09 | CISO | Whitewater Hill Wind Partners | 56012 | 1 | Shell Wind Energy Inc. | Onshore Wind Turbine | 33.925 | -116.6178 | 61.5
2025-09 | SWPP | Exira | 56013 | U1 | Western Minnesota Mun Pwr Agny | Natural Gas Fired Combustion Turbine | 41.5144 | -94.9197 | 60.5
2025-09 | SWPP | Exira | 56013 | U2 | Western Minnesota Mun Pwr Agny | Natural Gas Fired Combustion Turbine | 41.5144 | -94.9197 | 60.5
2025-09 | SWPP | Exira | 56013 | U3 | Western Minnesota Mun Pwr Agny | Natural Gas Fired Combustion Turbine | 41.5144 | -94.9197 | 60.5
2025-09 | SWPP | Waste Water Plant Generator | 56022 | 1 | City of Winfield - (KS) | Petroleum Liquids | 37.2278 | -96.9897 | 1.6
2025-09 | MISO | Traer East | 56025 | 6 | City of Traer - (IA) | Petroleum Liquids | 42.1817 | -92.4663 | 2
2025-09 | MISO | Traer East | 56025 | 7 | City of Traer - (IA) | Petroleum Liquids | 42.1817 | -92.4663 | 2
2025-09 | CISO | Donald Von Raesfeld Power Plant | 56026 | CTG1 | City of Santa Clara - (CA) | Natural Gas Fired Combined Cycle | 37.3767 | -121.9508 | 50
2025-09 | CISO | Donald Von Raesfeld Power Plant | 56026 | CTG2 | City of Santa Clara - (CA) | Natural Gas Fired Combined Cycle | 37.3767 | -121.9508 | 50
2025-09 | CISO | Donald Von Raesfeld Power Plant | 56026 | STG | City of Santa Clara - (CA) | Natural Gas Fired Combined Cycle | 37.3767 | -121.9508 | 54
2025-09 | MISO | Fox Energy Center | 56031 | CTG1 | Wisconsin Public Service Corp | Natural Gas Fired Combined Cycle | 44.3204 | -88.2089 | 198.9
2025-09 | MISO | Fox Energy Center | 56031 | CTG2 | Wisconsin Public Service Corp | Natural Gas Fired Combined Cycle | 44.3204 | -88.2089 | 198.9
2025-09 | MISO | Fox Energy Center | 56031 | STG | Wisconsin Public Service Corp | Natural Gas Fired Combined Cycle | 44.3204 | -88.2089 | 221
2025-09 | NYIS | Equus Freeport Power | 56032 | 0001 | Equus Power I, L.P. | Natural Gas Fired Combustion Turbine | 40.6439 | -73.5683 | 60
2025-09 | NYIS | Equus Freeport Power | 56032 | 001 | Equus Power I, L.P. | Natural Gas Fired Combustion Turbine | 40.6439 | -73.5683 | 60
2025-09 | CISO | WWTP Power Generation Station | 56036 | GEN1 | East Bay Municipal Util Dist | Other Waste Biomass | 37.8258 | -122.2961 | 2.2
2025-09 | CISO | WWTP Power Generation Station | 56036 | GEN2 | East Bay Municipal Util Dist | Other Waste Biomass | 37.8258 | -122.2961 | 2.2
2025-09 | CISO | WWTP Power Generation Station | 56036 | GEN3 | East Bay Municipal Util Dist | Other Waste Biomass | 37.8258 | -122.2961 | 2.2
2025-09 | CISO | H. Gonzales | 56039 | G1 | City of Vernon | Natural Gas Fired Combustion Turbine | 33.9986 | -118.2219 | 5.9
2025-09 | CISO | H. Gonzales | 56039 | G2 | City of Vernon | Natural Gas Fired Combustion Turbine | 33.9986 | -118.2219 | 5.9
2025-09 | CISO | Malburg | 56041 | M1 | City of Vernon | Natural Gas Fired Combined Cycle | 33.9986 | -118.2219 | 40
2025-09 | CISO | Malburg | 56041 | M2 | City of Vernon | Natural Gas Fired Combined Cycle | 33.9986 | -118.2219 | 40
2025-09 | CISO | Malburg | 56041 | M3 | City of Vernon | Natural Gas Fired Combined Cycle | 33.9986 | -118.2219 | 50
2025-09 | ISNE | CPV Towantic Energy Center | 56047 | CTG1 | CPV Towantic, LLC | Natural Gas Fired Combined Cycle | 41.4812 | -73.1231 | 280.5
2025-09 | ISNE | CPV Towantic Energy Center | 56047 | CTG2 | CPV Towantic, LLC | Natural Gas Fired Combined Cycle | 41.4812 | -73.1231 | 280.5
2025-09 | ISNE | CPV Towantic Energy Center | 56047 | STG | CPV Towantic, LLC | Natural Gas Fired Combined Cycle | 41.4812 | -73.1231 | 280.5
2025-09 | PJM | Inner Harbor East Heating | 56050 | 1 | Trigen Inner Harbor East, LLC | Natural Gas Internal Combustion Engine | 39.2837 | -76.5994 | 2.1
2025-09 | CISO | THUMS | 56051 | GEN1 | THUMS Long Beach Company | Natural Gas Fired Combustion Turbine | 33.7684 | -118.2141 | 57.4
2025-09 | PJM | Meyersdale Windpower, LLC | 56052 | GE15 | Sequitur Renewables, LLC | Onshore Wind Turbine | 39.7907 | -79.002 | 30
2025-09 | MISO | Casey City of | 56053 | 1 | City of Casey - (IL) | Petroleum Liquids | 39.3106 | -87.9926 | 1.8
2025-09 | MISO | Casey City of | 56053 | 2 | City of Casey - (IL) | Petroleum Liquids | 39.3106 | -87.9926 | 1.8
2025-09 | MISO | Casey City of | 56053 | 3 | City of Casey - (IL) | Petroleum Liquids | 39.3106 | -87.9926 | 1.8
2025-09 | MISO | G McNeilus Wind Farm Dodge Center | 56054 | GM1 | Justin McNeilus | Onshore Wind Turbine | 43.9785 | -92.8511 | 32
2025-09 | MISO | G McNeilus Wind Farm Dodge Center | 56054 | GM2 | Justin McNeilus | Onshore Wind Turbine | 43.9785 | -92.8511 | 8
2025-09 | MISO | G McNeilus Wind Farm Dodge Center | 56054 | GM3 | Justin McNeilus | Onshore Wind Turbine | 43.9785 | -92.8511 | 3
2025-09 | MISO | Elm Road Generating Station | 56068 | 1 | Wisconsin Electric Power Co | Natural Gas Steam Turbine | 42.8492 | -87.8336 | 701.3
2025-09 | MISO | Elm Road Generating Station | 56068 | 2 | Wisconsin Electric Power Co | Natural Gas Steam Turbine | 42.8492 | -87.8336 | 701.3
2025-09 | MISO | Berlin Landfill Gas | 56069 | 1 | WM Renewable Energy LLC | Landfill Gas | 43.9603 | -88.9158 | 0.8
2025-09 | MISO | Berlin Landfill Gas | 56069 | 2 | WM Renewable Energy LLC | Landfill Gas | 43.9603 | -88.9158 | 0.8
2025-09 | MISO | Berlin Landfill Gas | 56069 | 3 | WM Renewable Energy LLC | Landfill Gas | 43.9603 | -88.9158 | 0.8
2025-09 | MISO | Diesel Generators | 56070 | 1 | Madison Gas & Electric Co | Petroleum Liquids | 43.0802 | -89.3747 | 54
2025-09 | MISO | Alliant SBG 9802 Toyota | 56073 | 01 | Industrial Energy Applications Inc | Natural Gas Internal Combustion Engine | 42.0277 | -91.7111 | 1
2025-09 | CISO | High Winds LLC | 56075 | 1 | FPLE High Winds, LLC | Onshore Wind Turbine | 38.1381 | -121.8053 | 145.8
2025-09 | CISO | High Winds LLC | 56075 | 2 | FPLE High Winds, LLC | Onshore Wind Turbine | 38.1381 | -121.8053 | 16.2
2025-09 | CISO | SJ/SC WPCP | 56080 | EG4 | San Jose/Santa Clara Water P C | Other Waste Biomass | 37.4344 | -121.9464 | 3.5
2025-09 | CISO | SJ/SC WPCP | 56080 | EG5 | San Jose/Santa Clara Water P C | Other Waste Biomass | 37.4344 | -121.9464 | 3.5
2025-09 | CISO | SJ/SC WPCP | 56080 | EG6 | San Jose/Santa Clara Water P C | Other Waste Biomass | 37.4344 | -121.9464 | 3.5
2025-09 | CISO | SJ/SC WPCP | 56080 | EG7 | San Jose/Santa Clara Water P C | Other Waste Biomass | 37.4344 | -121.9464 | 3.5
2025-09 | SWPP | Blue Canyon Windpower | 56081 | EW | Blue Canyon Windpower LLC | Onshore Wind Turbine | 34.8508 | -98.5773 | 74.3
2025-09 | CISO | Blacksand Generating Facility | 56090 | D182 | Bridge Energy LLC | Natural Gas Fired Combustion Turbine | 33.9328 | -117.855 | 4
2025-09 | CISO | Blacksand Generating Facility | 56090 | D189 | Bridge Energy LLC | Natural Gas Fired Combustion Turbine | 33.9328 | -117.855 | 3.7
2025-09 | CISO | Blacksand Generating Facility | 56090 | D190 | Bridge Energy LLC | Natural Gas Fired Combustion Turbine | 33.9328 | -117.855 | 0.3
2025-09 | CISO | Blacksand Generating Facility | 56090 | D191 | Bridge Energy LLC | Natural Gas Fired Combustion Turbine | 33.9328 | -117.855 | 0.8
2025-09 | CISO | Blacksand Generating Facility | 56090 | D192 | Bridge Energy LLC | Natural Gas Fired Combustion Turbine | 33.9328 | -117.855 | 0.8
2025-09 | SWPP | Oklahoma Wind Energy Center | 56094 | GE15 | FPL Energy Oklahoma Wind LLC | Onshore Wind Turbine | 36.604 | -99.34 | 51
2025-09 | SWPP | Oklahoma Wind Energy Center | 56094 | GSOO | FPL Energy Oklahoma Wind LLC | Onshore Wind Turbine | 36.604 | -99.34 | 51
2025-09 | MISO | Hillsboro | 56098 | 1 | City of Hillsboro - (ND) | Petroleum Liquids | 47.3969 | -97.0606 | 2
2025-09 | MISO | Hillsboro | 56098 | 2 | City of Hillsboro - (ND) | Petroleum Liquids | 47.3969 | -97.0606 | 2
2025-09 | MISO | FPL Energy North Dakota Wind I/II | 56099 | GE15 | FPL Energy North Dakota Wind LLC | Onshore Wind Turbine | 46.3272 | -98.8984 | 61.5
2025-09 | MISO | St. Charles Power Plant | 56100 | 1 | City of St Charles - (MN) | Petroleum Liquids | 43.9742 | -92.0597 | 2.2
2025-09 | MISO | St. Charles Power Plant | 56100 | 2 | City of St Charles - (MN) | Petroleum Liquids | 43.9742 | -92.0597 | 2.2
2025-09 | MISO | St. Charles Power Plant | 56100 | 3 | City of St Charles - (MN) | Petroleum Liquids | 43.9742 | -92.0597 | 2.2
2025-09 | MISO | St. Charles Power Plant | 56100 | 4 | City of St Charles - (MN) | Petroleum Liquids | 43.9742 | -92.0597 | 2.2
2025-09 | MISO | Mankato Energy Center | 56104 | CTG1 | MEC Holdings, LLC | Natural Gas Fired Combined Cycle | 44.1988 | -94.003 | 188.7
2025-09 | MISO | Mankato Energy Center | 56104 | CTG2 | MEC Holdings, LLC | Natural Gas Fired Combined Cycle | 44.1988 | -94.003 | 192.1
2025-09 | MISO | Mankato Energy Center | 56104 | STG1 | MEC Holdings, LLC | Natural Gas Fired Combined Cycle | 44.1988 | -94.003 | 360
2025-09 | MISO | T J Labbe Electric Generating | 56108 | U-1 | Lafayette Utilities System | Natural Gas Fired Combustion Turbine | 30.2554 | -92.0433 | 50.4
2025-09 | MISO | T J Labbe Electric Generating | 56108 | U-2 | Lafayette Utilities System | Natural Gas Fired Combustion Turbine | 30.2554 | -92.0433 | 50.4
2025-09 | ERCO | Brazos Wind Farm | 56111 | GEN1 | Shell Wind Energy Inc. | Onshore Wind Turbine | 32.9479 | -101.1478 | 182.4
2025-09 | CISO | Mountain View III | 56112 | V47 | Avangrid Power LLC | Onshore Wind Turbine | 33.9141 | -116.5914 | 22.4
2025-09 | MISO | IMEA Highland | 56114 | 1 | City of Highland | Petroleum Liquids | 38.7417 | -89.6847 | 1.8
2025-09 | MISO | IMEA Highland | 56114 | 2 | City of Highland | Petroleum Liquids | 38.7417 | -89.6847 | 1.8
2025-09 | MISO | IMEA Flora | 56116 | 10 | Illinois Municipal Elec Agency | Petroleum Liquids | 38.6658 | -88.4625 | 1.8
2025-09 | MISO | IMEA Flora | 56116 | 6 | Illinois Municipal Elec Agency | Petroleum Liquids | 38.6658 | -88.4625 | 1.8
2025-09 | MISO | IMEA Flora | 56116 | 7 | Illinois Municipal Elec Agency | Petroleum Liquids | 38.6658 | -88.4625 | 1.8
2025-09 | MISO | IMEA Flora | 56116 | 8 | Illinois Municipal Elec Agency | Petroleum Liquids | 38.6658 | -88.4625 | 1.8
2025-09 | MISO | IMEA Flora | 56116 | 9 | Illinois Municipal Elec Agency | Petroleum Liquids | 38.6658 | -88.4625 | 1.8
2025-09 | MISO | Flora Site A | 56117 | 1 | City of Flora - (IL) | Petroleum Liquids | 38.6693 | -88.4635 | 1.8
2025-09 | MISO | Flora Site A | 56117 | 2 | City of Flora - (IL) | Petroleum Liquids | 38.6693 | -88.4635 | 1.8
2025-09 | MISO | Flora Site A | 56117 | 3 | City of Flora - (IL) | Petroleum Liquids | 38.6693 | -88.4635 | 1.8
2025-09 | MISO | Flora Site B | 56118 | 4 | City of Flora - (IL) | Petroleum Liquids | 38.6714 | -88.4894 | 1.8
2025-09 | MISO | Flora Site B | 56118 | 5 | City of Flora - (IL) | Petroleum Liquids | 38.6714 | -88.4894 | 1.8
2025-09 | PJM | Middlesex County Utilities Authority | 56119 | 100 | Middlesex County Utilities Authority | Landfill Gas | 40.4903 | -74.3156 | 6
2025-09 | PJM | Middlesex County Utilities Authority | 56119 | 200 | Middlesex County Utilities Authority | Landfill Gas | 40.4903 | -74.3156 | 6
2025-09 | PJM | Middlesex County Utilities Authority | 56119 | 300 | Middlesex County Utilities Authority | Landfill Gas | 40.4903 | -74.3156 | 10.5
2025-09 | CISO | Springville Hydroelectric | 56125 | 4152 | Calleguas Mun Water District | Conventional Hydroelectric | 34.2253 | -119.0858 | 1
2025-09 | CISO | Regional Wastewater Control Facility | 56134 | 0301 | City of Stockton MUD | Other Waste Biomass | 37.9369 | -121.3294 | 1
2025-09 | CISO | Regional Wastewater Control Facility | 56134 | 0501 | City of Stockton MUD | Petroleum Liquids | 37.9369 | -121.3294 | 1.8
2025-09 | CISO | Regional Wastewater Control Facility | 56134 | 0601 | City of Stockton MUD | Petroleum Liquids | 37.9369 | -121.3294 | 3
2025-09 | MISO | Anderson Erickson | 56138 | 1 | Anderson Erickson Dairy | Petroleum Liquids | 41.6014 | -93.5765 | 2
2025-09 | MISO | Neptune Gas Processing Plant | 56139 | NPCG | Enterprise Products Optg LP | All Other | 29.7336 | -91.4431 | 4.5
2025-09 | NYIS | Jamaica Bay Peaking | 56141 | 2 | Jamaica Bay Peaking Facility, LLC | Petroleum Liquids | 40.6097 | -73.7622 | 60.5
2025-09 | CISO | Riverside Energy Resource Center | 56143 | 1 | City of Riverside - (CA) | Natural Gas Fired Combustion Turbine | 33.9636 | -117.4528 | 50
2025-09 | CISO | Riverside Energy Resource Center | 56143 | 2 | City of Riverside - (CA) | Natural Gas Fired Combustion Turbine | 33.9636 | -117.4528 | 50
2025-09 | CISO | Riverside Energy Resource Center | 56143 | 3 | City of Riverside - (CA) | Natural Gas Fired Combustion Turbine | 33.9636 | -117.4528 | 48
2025-09 | CISO | Riverside Energy Resource Center | 56143 | 4 | City of Riverside - (CA) | Natural Gas Fired Combustion Turbine | 33.9636 | -117.4528 | 48
2025-09 | CISO | Springs Generating Station | 56144 | 1 | City of Riverside - (CA) | Natural Gas Fired Combustion Turbine | 33.9308 | -117.2933 | 10
2025-09 | CISO | Springs Generating Station | 56144 | 2 | City of Riverside - (CA) | Natural Gas Fired Combustion Turbine | 33.9308 | -117.2933 | 10
2025-09 | CISO | Springs Generating Station | 56144 | 3 | City of Riverside - (CA) | Natural Gas Fired Combustion Turbine | 33.9308 | -117.2933 | 10
2025-09 | CISO | Springs Generating Station | 56144 | 4 | City of Riverside - (CA) | Natural Gas Fired Combustion Turbine | 33.9308 | -117.2933 | 10
2025-09 | SWPP | Ft. Pierre | 56148 | 5 | City of Fort Pierre - (SD) | Petroleum Liquids | 44.3681 | -100.3808 | 2
2025-09 | SWPP | Ft. Pierre | 56148 | 6 | City of Fort Pierre - (SD) | Petroleum Liquids | 44.3681 | -100.3808 | 2
2025-09 | SWPP | Ft. Pierre | 56148 | 7 | City of Fort Pierre - (SD) | Petroleum Liquids | 44.3681 | -100.3808 | 2
2025-09 | SWPP | South Harper | 56151 | GT1 | Evergy Missouri West | Natural Gas Fired Combustion Turbine | 38.6803 | -94.4824 | 117
2025-09 | SWPP | South Harper | 56151 | GT2 | Evergy Missouri West | Natural Gas Fired Combustion Turbine | 38.6803 | -94.4824 | 117
2025-09 | SWPP | South Harper | 56151 | GT3 | Evergy Missouri West | Natural Gas Fired Combustion Turbine | 38.6803 | -94.4824 | 117
2025-09 | ERCO | Freeport Energy Center | 56152 | CTG1 | Dow Hydrocarbons and Resources LLC | Natural Gas Fired Combined Cycle | 28.9888 | -95.3954 | 180
2025-09 | ERCO | Freeport Energy Center | 56152 | STG1 | Dow Hydrocarbons and Resources LLC | Natural Gas Fired Combined Cycle | 28.9888 | -95.3954 | 80
2025-09 | PJM | Mendota Hills, LLC | 56160 | GEN1 | Leeward Asset Management, LLC | Onshore Wind Turbine | 41.7194 | -89.0492 | 76.2
2025-09 | SWPP | Ainsworth Wind | 56162 | 1 | Nebraska Public Power District | Onshore Wind Turbine | 42.4489 | -99.8917 | 59.4
2025-09 | MISO | Faribault Energy Park | 56164 | EU01 | Minnesota Municipal Power Agny | Natural Gas Fired Combined Cycle | 44.3356 | -93.2906 | 212.5
2025-09 | MISO | Faribault Energy Park | 56164 | HRSG | Minnesota Municipal Power Agny | Natural Gas Fired Combined Cycle | 44.3356 | -93.2906 | 122
2025-09 | MISO | Sheboygan Falls | 56166 | 1 | Wisconsin Power & Light Co | Natural Gas Fired Combustion Turbine | 43.7518 | -87.8781 | 173.4
2025-09 | MISO | Sheboygan Falls | 56166 | 2 | Wisconsin Power & Light Co | Natural Gas Fired Combustion Turbine | 43.7518 | -87.8781 | 173.4
2025-09 | MISO | Flying Cloud Power Partners LLC | 56172 | FC | Avangrid Power LLC | Onshore Wind Turbine | 43.3897 | -95.2997 | 43.5
2025-09 | MISO | Moraine Wind LLC | 56174 | MOR | Avangrid Power LLC | Onshore Wind Turbine | 44.0667 | -96.0667 | 51
2025-09 | PJM | Genoa Diesel Generating Station | 56181 | 1 | Village of Genoa - (OH) | Petroleum Liquids | 41.5092 | -83.3606 | 2
2025-09 | PJM | Genoa Diesel Generating Station | 56181 | 2 | Village of Genoa - (OH) | Petroleum Liquids | 41.5092 | -83.3606 | 2
2025-09 | PJM | Genoa Diesel Generating Station | 56181 | 3 | Village of Genoa - (OH) | Petroleum Liquids | 41.5092 | -83.3606 | 2
2025-09 | CISO | Red Bluff | 56184 | IC1 | California Power Holdings LLC | Natural Gas Internal Combustion Engine | 40.1501 | -122.2124 | 2.9
2025-09 | CISO | Red Bluff | 56184 | IC10 | California Power Holdings LLC | Natural Gas Internal Combustion Engine | 40.1501 | -122.2124 | 2.9
2025-09 | CISO | Red Bluff | 56184 | IC11 | California Power Holdings LLC | Natural Gas Internal Combustion Engine | 40.1501 | -122.2124 | 2.9
2025-09 | CISO | Red Bluff | 56184 | IC12 | California Power Holdings LLC | Natural Gas Internal Combustion Engine | 40.1501 | -122.2124 | 2.9
2025-09 | CISO | Red Bluff | 56184 | IC13 | California Power Holdings LLC | Natural Gas Internal Combustion Engine | 40.1501 | -122.2124 | 2.9
2025-09 | CISO | Red Bluff | 56184 | IC14 | California Power Holdings LLC | Natural Gas Internal Combustion Engine | 40.1501 | -122.2124 | 2.9
2025-09 | CISO | Red Bluff | 56184 | IC15 | California Power Holdings LLC | Natural Gas Internal Combustion Engine | 40.1501 | -122.2124 | 2.9
2025-09 | CISO | Red Bluff | 56184 | IC16 | California Power Holdings LLC | Natural Gas Internal Combustion Engine | 40.1501 | -122.2124 | 2.9
2025-09 | CISO | Red Bluff | 56184 | IC2 | California Power Holdings LLC | Natural Gas Internal Combustion Engine | 40.1501 | -122.2124 | 2.9
2025-09 | CISO | Red Bluff | 56184 | IC3 | California Power Holdings LLC | Natural Gas Internal Combustion Engine | 40.1501 | -122.2124 | 2.9
2025-09 | CISO | Red Bluff | 56184 | IC4 | California Power Holdings LLC | Natural Gas Internal Combustion Engine | 40.1501 | -122.2124 | 2.9
2025-09 | CISO | Red Bluff | 56184 | IC5 | California Power Holdings LLC | Natural Gas Internal Combustion Engine | 40.1501 | -122.2124 | 2.9
2025-09 | CISO | Red Bluff | 56184 | IC6 | California Power Holdings LLC | Natural Gas Internal Combustion Engine | 40.1501 | -122.2124 | 2.9
2025-09 | CISO | Red Bluff | 56184 | IC7 | California Power Holdings LLC | Natural Gas Internal Combustion Engine | 40.1501 | -122.2124 | 2.9
2025-09 | CISO | Red Bluff | 56184 | IC8 | California Power Holdings LLC | Natural Gas Internal Combustion Engine | 40.1501 | -122.2124 | 2.9
2025-09 | CISO | Red Bluff | 56184 | IC9 | California Power Holdings LLC | Natural Gas Internal Combustion Engine | 40.1501 | -122.2124 | 2.9
2025-09 | CISO | Chowchilla II | 56185 | IC1 | California Power Holdings LLC | Natural Gas Internal Combustion Engine | 37.1073 | -120.2485 | 3.1
2025-09 | CISO | Chowchilla II | 56185 | IC10 | California Power Holdings LLC | Natural Gas Internal Combustion Engine | 37.1073 | -120.2485 | 3.1
2025-09 | CISO | Chowchilla II | 56185 | IC11 | California Power Holdings LLC | Natural Gas Internal Combustion Engine | 37.1073 | -120.2485 | 3.1
2025-09 | CISO | Chowchilla II | 56185 | IC12 | California Power Holdings LLC | Natural Gas Internal Combustion Engine | 37.1073 | -120.2485 | 3.1
2025-09 | CISO | Chowchilla II | 56185 | IC13 | California Power Holdings LLC | Natural Gas Internal Combustion Engine | 37.1073 | -120.2485 | 3.1
2025-09 | CISO | Chowchilla II | 56185 | IC14 | California Power Holdings LLC | Natural Gas Internal Combustion Engine | 37.1073 | -120.2485 | 3.1
2025-09 | CISO | Chowchilla II | 56185 | IC15 | California Power Holdings LLC | Natural Gas Internal Combustion Engine | 37.1073 | -120.2485 | 3.1
2025-09 | CISO | Chowchilla II | 56185 | IC16 | California Power Holdings LLC | Natural Gas Internal Combustion Engine | 37.1073 | -120.2485 | 3.1
2025-09 | CISO | Chowchilla II | 56185 | IC2 | California Power Holdings LLC | Natural Gas Internal Combustion Engine | 37.1073 | -120.2485 | 3.1
2025-09 | CISO | Chowchilla II | 56185 | IC3 | California Power Holdings LLC | Natural Gas Internal Combustion Engine | 37.1073 | -120.2485 | 3.1
2025-09 | CISO | Chowchilla II | 56185 | IC4 | California Power Holdings LLC | Natural Gas Internal Combustion Engine | 37.1073 | -120.2485 | 3.1
2025-09 | CISO | Chowchilla II | 56185 | IC5 | California Power Holdings LLC | Natural Gas Internal Combustion Engine | 37.1073 | -120.2485 | 3.1
2025-09 | CISO | Chowchilla II | 56185 | IC6 | California Power Holdings LLC | Natural Gas Internal Combustion Engine | 37.1073 | -120.2485 | 3.1
2025-09 | CISO | Chowchilla II | 56185 | IC7 | California Power Holdings LLC | Natural Gas Internal Combustion Engine | 37.1073 | -120.2485 | 3.1
2025-09 | CISO | Chowchilla II | 56185 | IC8 | California Power Holdings LLC | Natural Gas Internal Combustion Engine | 37.1073 | -120.2485 | 3.1
2025-09 | CISO | Chowchilla II | 56185 | IC9 | California Power Holdings LLC | Natural Gas Internal Combustion Engine | 37.1073 | -120.2485 | 3.1
2025-09 | NYIS | Pinelawn Power LLC | 56188 | CTG | Pinelawn Power LLC | Natural Gas Fired Combined Cycle | 40.7366 | -73.3884 | 50
2025-09 | NYIS | Pinelawn Power LLC | 56188 | STG | Pinelawn Power LLC | Natural Gas Fired Combined Cycle | 40.7366 | -73.3884 | 32
2025-09 | ISNE | Waterside Power, LLC | 56189 | 4 | Waterside Power, LLC | Petroleum Liquids | 41.0372 | -73.5564 | 23.2
2025-09 | ISNE | Waterside Power, LLC | 56189 | 5 | Waterside Power, LLC | Petroleum Liquids | 41.0372 | -73.5564 | 23.2
2025-09 | ISNE | Waterside Power, LLC | 56189 | 7 | Waterside Power, LLC | Petroleum Liquids | 41.0372 | -73.5564 | 23.2
2025-09 | MISO | Central Michigan University | 56190 | GT1 | Central Michigan University | Natural Gas Fired Combustion Turbine | 43.5905 | -84.779 | 3.8
2025-09 | MISO | Central Michigan University | 56190 | STM1 | Central Michigan University | Natural Gas Steam Turbine | 43.5905 | -84.779 | 1
2025-09 | MISO | Dike City Power Plant | 56194 | 001 | City of Dike | Petroleum Liquids | 42.4622 | -92.6264 | 2.2
2025-09 | NYIS | Zeltmann | 56196 | CA01 | New York Power Authority | Natural Gas Fired Combined Cycle | 40.7889 | -73.9069 | 188
2025-09 | NYIS | Zeltmann | 56196 | CT01 | New York Power Authority | Natural Gas Fired Combined Cycle | 40.7889 | -73.9069 | 170
2025-09 | NYIS | Zeltmann | 56196 | CT02 | New York Power Authority | Natural Gas Fired Combined Cycle | 40.7889 | -73.9069 | 170
2025-09 | MISO | TG Windfarm LLC | 56199 | 1 | TG Windfarm LLC | Onshore Wind Turbine | 43.9897 | -96.2236 | 2
2025-09 | MISO | CG Windfarm LLC | 56200 | I | CG Windfarm LLC | Onshore Wind Turbine | 43.9931 | -96.2186 | 2
2025-09 | MISO | Bisson Windfarm LLC | 56201 | I | Bisson Windfarm LLC | Onshore Wind Turbine | 43.9844 | -96.2194 | 2
2025-09 | MISO | Tofteland Windfarm LLC | 56202 | I | Tofteland Windfarm LLC | Onshore Wind Turbine | 43.9803 | -96.2233 | 2
2025-09 | MISO | Westridge Windfarm LLC | 56203 | 1 | Westridge Windfarm LLC | Onshore Wind Turbine | 43.9886 | -96.2156 | 2
2025-09 | MISO | Fey Windfarm LLC | 56204 | 1 | Fey Windfarm LLC | Onshore Wind Turbine | 44.0364 | -96.0736 | 2
2025-09 | MISO | Windcurrent Farms LLC | 56205 | 1 | Windcurrent Farms LLC | Onshore Wind Turbine | 44.0236 | -96.0789 | 2
2025-09 | MISO | K-Brink Windfarm LLC | 56206 | 1 | K-brink Windfarm, LLC | Onshore Wind Turbine | 44.0197 | -96.1183 | 2
2025-09 | MISO | DL Windy Acres LLC | 56207 | 1 | Brewster | Onshore Wind Turbine | 43.6514 | -95.3686 | 2
2025-09 | MISO | S&P Windfarm LLC | 56208 | 1 | Brewster | Onshore Wind Turbine | 43.6514 | -95.3825 | 2
2025-09 | MISO | Boeve Windfarm LLC | 56209 | 1 | Boeve Windfarm LLC | Onshore Wind Turbine | 44.05 | -96.0933 | 2
2025-09 | MISO | B&K Energy Systems LLC | 56210 | 1 | Brewster | Onshore Wind Turbine | 43.6514 | -95.3755 | 2
2025-09 | ERCO | Sweetwater Wind 1 LLC | 56211 | SW1 | Leeward Asset Management, LLC | Onshore Wind Turbine | 32.3606 | -100.3389 | 37.5
2025-09 | ERCO | Sweetwater Wind 2 LLC | 56212 | SW2 | Leeward Asset Management, LLC | Onshore Wind Turbine | 32.3472 | -100.3703 | 98.8
2025-09 | PJM | Bowling Green Wind | 56226 | 1 | American Mun Power-Ohio, Inc | Onshore Wind Turbine | 41.3786 | -83.7383 | 1.8
2025-09 | PJM | Bowling Green Wind | 56226 | 2 | American Mun Power-Ohio, Inc | Onshore Wind Turbine | 41.3786 | -83.7383 | 1.8
2025-09 | PJM | Bowling Green Wind | 56226 | 3 | American Mun Power-Ohio, Inc | Onshore Wind Turbine | 41.3786 | -83.7383 | 1.8
2025-09 | PJM | Bowling Green Wind | 56226 | 4 | American Mun Power-Ohio, Inc | Onshore Wind Turbine | 41.3786 | -83.7383 | 1.8
2025-09 | CISO | Miramar Energy Facility | 56232 | 1 | San Diego Gas & Electric Co | Natural Gas Fired Combustion Turbine | 32.8769 | -117.1664 | 53
2025-09 | CISO | Miramar Energy Facility | 56232 | 2 | San Diego Gas & Electric Co | Natural Gas Fired Combustion Turbine | 32.8769 | -117.1664 | 53
2025-09 | ERCO | EG178 Facility | 56233 | CT02 | Kinder Morgan Production Company LP | Natural Gas Fired Combined Cycle | 32.7471 | -100.9547 | 60.5
2025-09 | ERCO | EG178 Facility | 56233 | CTG1 | Kinder Morgan Production Company LP | Natural Gas Fired Combined Cycle | 32.7471 | -100.9547 | 60.5
2025-09 | ERCO | EG178 Facility | 56233 | STG | Kinder Morgan Production Company LP | Natural Gas Fired Combined Cycle | 32.7471 | -100.9547 | 32.9
2025-09 | NYIS | Caithness Long Island Energy Center | 56234 | CT01 | Caithness Long Island, LLC | Natural Gas Fired Combined Cycle | 40.8142 | -72.9403 | 196.2
2025-09 | NYIS | Caithness Long Island Energy Center | 56234 | ST01 | Caithness Long Island, LLC | Natural Gas Fired Combined Cycle | 40.8142 | -72.9403 | 152.7
2025-09 | SWPP | Groton Generation Station | 56238 | GT01 | Basin Electric Power Coop | Natural Gas Fired Combustion Turbine | 45.3735 | -98.0987 | 108.2
2025-09 | SWPP | Groton Generation Station | 56238 | GT02 | Basin Electric Power Coop | Natural Gas Fired Combustion Turbine | 45.3735 | -98.0987 | 108.2
2025-09 | CISO | Malaga Power LLC | 56239 | GT-1 | CalPeak Power, LLC | Natural Gas Fired Combustion Turbine | 36.6896 | -119.7399 | 60.5
2025-09 | CISO | Malaga Power LLC | 56239 | GT-2 | CalPeak Power, LLC | Natural Gas Fired Combustion Turbine | 36.6896 | -119.7399 | 60.5
2025-09 | ERCO | Buffalo Gap Wind Farm | 56240 | 1 | AES Distributed Energy | Onshore Wind Turbine | 32.3116 | -100.0616 | 120.6
2025-09 | MISO | Cannon Falls Energy Center | 56241 | UNT1 | Invenergy Services LLC | Natural Gas Fired Combustion Turbine | 44.5367 | -92.9155 | 173.4
2025-09 | MISO | Cannon Falls Energy Center | 56241 | UNT2 | Invenergy Services LLC | Natural Gas Fired Combustion Turbine | 44.5367 | -92.9155 | 173.4
2025-09 | MISO | Kindred School | 56242 | 1 | Kindred Public School | Petroleum Liquids | 46.6497 | -97.0095 | 2
2025-09 | MISO | State Auto Insurance | 56244 | 1 | SLB Milbank LLC | Petroleum Liquids | 45.2207 | -96.6168 | 1.7
2025-09 | MISO | Stevens Community Medical Center | 56245 | 1 | Stevens Community Medical Center | Petroleum Liquids | 45.585 | -95.9042 | 1
2025-09 | MISO | Shell Chemical | 56248 | 101G | Shell Chemical LP - Geismar | Natural Gas Fired Combustion Turbine | 30.1875 | -90.984 | 40
2025-09 | MISO | Shell Chemical | 56248 | 201G | Shell Chemical LP - Geismar | Natural Gas Fired Combustion Turbine | 30.1875 | -90.984 | 40
2025-09 | NYIS | Ontario LFGTE | 56250 | GEN1 | Seneca Energy II | Landfill Gas | 42.8586 | -77.0872 | 0.8
2025-09 | NYIS | Ontario LFGTE | 56250 | GEN10 | Seneca Energy II | Landfill Gas | 42.8586 | -77.0872 | 1.6
2025-09 | NYIS | Ontario LFGTE | 56250 | GEN11 | Seneca Energy II | Landfill Gas | 42.8586 | -77.0872 | 1.6
2025-09 | NYIS | Ontario LFGTE | 56250 | GEN2 | Seneca Energy II | Landfill Gas | 42.8586 | -77.0872 | 0.8
2025-09 | NYIS | Ontario LFGTE | 56250 | GEN3 | Seneca Energy II | Landfill Gas | 42.8586 | -77.0872 | 0.8
2025-09 | NYIS | Ontario LFGTE | 56250 | GEN4 | Seneca Energy II | Landfill Gas | 42.8586 | -77.0872 | 0.8
2025-09 | NYIS | Ontario LFGTE | 56250 | GEN5 | Seneca Energy II | Landfill Gas | 42.8586 | -77.0872 | 0.8
2025-09 | NYIS | Ontario LFGTE | 56250 | GEN6 | Seneca Energy II | Landfill Gas | 42.8586 | -77.0872 | 0.8
2025-09 | NYIS | Ontario LFGTE | 56250 | GEN7 | Seneca Energy II | Landfill Gas | 42.8586 | -77.0872 | 0.8
2025-09 | NYIS | Ontario LFGTE | 56250 | GEN8 | Seneca Energy II | Landfill Gas | 42.8586 | -77.0872 | 0.8
2025-09 | NYIS | Ontario LFGTE | 56250 | GEN9 | Seneca Energy II | Landfill Gas | 42.8586 | -77.0872 | 1.6
2025-09 | MISO | Intrepid | 56251 | INWF | MidAmerican Energy Co | Onshore Wind Turbine | 42.5539 | -95.3283 | 160.5
2025-09 | MISO | Intrepid | 56251 | INWF2 | MidAmerican Energy Co | Onshore Wind Turbine | 42.5539 | -95.3283 | 15
2025-09 | MISO | Century | 56252 | CWF | MidAmerican Energy Co | Onshore Wind Turbine | 42.5644 | -93.6369 | 150
2025-09 | MISO | Century | 56252 | CWF2 | MidAmerican Energy Co | Onshore Wind Turbine | 42.5644 | -93.6369 | 35
2025-09 | MISO | Century | 56252 | CWF3 | MidAmerican Energy Co | Onshore Wind Turbine | 42.5644 | -93.6369 | 16.2
2025-09 | NYIS | Empire Generating Co LLC | 56259 | CT11 | Empire Generating Co LLC | Natural Gas Fired Combined Cycle | 42.6252 | -73.75 | 179
2025-09 | NYIS | Empire Generating Co LLC | 56259 | CT12 | Empire Generating Co LLC | Natural Gas Fired Combined Cycle | 42.6252 | -73.75 | 179
2025-09 | NYIS | Empire Generating Co LLC | 56259 | ST13 | Empire Generating Co LLC | Natural Gas Fired Combined Cycle | 42.6252 | -73.75 | 295.7
2025-09 | MISO | IBM West | 56269 | 1 | Rochester Public Utilities | Petroleum Liquids | 44.0587 | -92.5119 | 1.8
2025-09 | MISO | IBM West | 56269 | 2 | Rochester Public Utilities | Petroleum Liquids | 44.0587 | -92.5119 | 1.8
2025-09 | ERCO | Callahan Divide Wind Energy Center | 56270 | 1 | FPL Energy Callahan Wind, LLC | Onshore Wind Turbine | 32.3039 | -100.0217 | 114
2025-09 | CISO | Diablo Winds LLC | 56271 | VEST | Sequitur Renewables, LLC | Onshore Wind Turbine | 37.7637 | -121.6144 | 18
2025-09 | SWPP | Weatherford Wind Energy Center | 56273 | 1 | FPL Energy Weatherford, LLC | Onshore Wind Turbine | 35.5094 | -98.7346 | 106.5
2025-09 | SWPP | Weatherford Wind Energy Center | 56273 | 2 | FPL Energy Weatherford, LLC | Onshore Wind Turbine | 35.5094 | -98.7346 | 40.5
2025-09 | MISO | Valley Queen Cheese | 56274 | 1 | Valley Queen Cheese Factory, Inc. | Petroleum Liquids | 45.2211 | -96.6372 | 1.5
2025-09 | MISO | Valley Queen Cheese | 56274 | 2 | Valley Queen Cheese Factory, Inc. | Petroleum Liquids | 45.2211 | -96.6372 | 1.5
2025-09 | MISO | Valley Queen Cheese | 56274 | 3 | Valley Queen Cheese Factory, Inc. | Petroleum Liquids | 45.2211 | -96.6372 | 1.5
2025-09 | CISO | Helzel & Schwarzhoff 86 | 56275 | WGNS | Wind Stream Operations LLC | Onshore Wind Turbine | 35.0925 | -118.3952 | 2.4
2025-09 | CISO | ZCO | 56276 | WGNS | Wind Stream Operations LLC | Onshore Wind Turbine | 35.0772 | -118.3811 | 1.6
2025-09 | PJM | Bavarian LFGTE | 56277 | 1 | East Kentucky Power Coop, Inc | Landfill Gas | 38.8608 | -84.6556 | 0.8
2025-09 | PJM | Bavarian LFGTE | 56277 | 2 | East Kentucky Power Coop, Inc | Landfill Gas | 38.8608 | -84.6556 | 0.8
2025-09 | PJM | Bavarian LFGTE | 56277 | 3 | East Kentucky Power Coop, Inc | Landfill Gas | 38.8608 | -84.6556 | 0.8
2025-09 | PJM | Bavarian LFGTE | 56277 | 4 | East Kentucky Power Coop, Inc | Landfill Gas | 38.8608 | -84.6556 | 0.8
2025-09 | PJM | Bavarian LFGTE | 56277 | 5 | East Kentucky Power Coop, Inc | Landfill Gas | 38.8608 | -84.6556 | 1.6
2025-09 | PJM | Green Valley LFGTE | 56278 | 1 | East Kentucky Power Coop, Inc | Landfill Gas | 38.3967 | -82.8088 | 0.8
2025-09 | PJM | Green Valley LFGTE | 56278 | 2 | East Kentucky Power Coop, Inc | Landfill Gas | 38.3967 | -82.8088 | 0.8
2025-09 | PJM | Green Valley LFGTE | 56278 | 3 | East Kentucky Power Coop, Inc | Landfill Gas | 38.3967 | -82.8088 | 0.8
2025-09 | PJM | Hardin County LFGTE | 56280 | 1 | East Kentucky Power Coop, Inc | Landfill Gas | 37.7258 | -85.7258 | 0.8
2025-09 | PJM | Hardin County LFGTE | 56280 | 2 | East Kentucky Power Coop, Inc | Landfill Gas | 37.7258 | -85.7258 | 0.8
2025-09 | PJM | Hardin County LFGTE | 56280 | 3 | East Kentucky Power Coop, Inc | Landfill Gas | 37.7258 | -85.7258 | 0.8
2025-09 | MISO | Hargis-Hebert Electric Generating | 56283 | U-1 | Lafayette Utilities System | Natural Gas Fired Combustion Turbine | 30.1694 | -91.9923 | 50.4
2025-09 | MISO | Hargis-Hebert Electric Generating | 56283 | U-2 | Lafayette Utilities System | Natural Gas Fired Combustion Turbine | 30.1694 | -91.9923 | 50.4
2025-09 | PJM | Salem Water Plant | 56288 | 1 | City of Salem - (VA) | Petroleum Liquids | 37.2875 | -80.0771 | 2
2025-09 | PJM | Salem Street Dept | 56289 | 1 | City of Salem - (VA) | Petroleum Liquids | 37.2794 | -80.0447 | 1.8
2025-09 | NYIS | Maple Ridge Wind Farm | 56290 | 1 | Flat Rock Windpower, LLC | Onshore Wind Turbine | 43.7853 | -75.5753 | 137
2025-09 | NYIS | Maple Ridge Wind Farm | 56290 | 1A | Flat Rock Windpower, LLC | Onshore Wind Turbine | 43.7853 | -75.5753 | 61.1
2025-09 | NYIS | Maple Ridge Wind Farm | 56290 | 2 | Flat Rock Windpower, LLC | Onshore Wind Turbine | 43.7853 | -75.5753 | 33
2025-09 | NYIS | Maple Ridge Wind Farm | 56290 | 3 | Flat Rock Windpower, LLC | Onshore Wind Turbine | 43.7853 | -75.5753 | 90.1
2025-09 | ERCO | Horse Hollow Wind Energy Center | 56291 | 1 | FPL Energy Horse Hollow LLC | Onshore Wind Turbine | 32.214 | -100.0571 | 213
2025-09 | ERCO | Horse Hollow Wind Energy Center | 56291 | 2 | FPL Energy Horse Hollow LLC | Onshore Wind Turbine | 32.214 | -100.0571 | 223.5
2025-09 | ERCO | Horse Hollow Wind Energy Center | 56291 | 3 | FPL Energy Horse Hollow LLC | Onshore Wind Turbine | 32.214 | -100.0571 | 299
2025-09 | SWPP | Caprock Wind Farm | 56293 | 1 | Leeward Asset Management, LLC | Onshore Wind Turbine | 34.9806 | -103.3539 | 80
2025-09 | SWPP | Caprock Wind Farm | 56293 | 2 | Leeward Asset Management, LLC | Onshore Wind Turbine | 34.9806 | -103.3539 | 20
2025-09 | PJM | Bayway Refinery | 56294 | FGX | Phillips 66 | All Other | 40.6376 | -74.2212 | 11.2
2025-09 | CISO | Kumeyaay Wind | 56295 | 1 | Leeward Asset Management, LLC | Onshore Wind Turbine | 32.7056 | -116.3425 | 50
2025-09 | MISO | Trimont Area Wind Farm | 56296 | 1 | Avangrid Power LLC | Onshore Wind Turbine | 43.7938 | -94.8499 | 100.5
2025-09 | PJM | Crescent Ridge | 56297 | 1 | Leeward Asset Management, LLC | Onshore Wind Turbine | 41.25 | -89.5708 | 53
2025-09 | PJM | Wind Park Bear Creek | 56299 | 1 | Leeward Asset Management, LLC | Onshore Wind Turbine | 41.2353 | -75.7531 | 24
2025-09 | PJM | Jersey-Atlantic Wind Farm | 56300 | 1 | Leeward Asset Management, LLC | Onshore Wind Turbine | 39.3822 | -74.4475 | 7.5
2025-09 | CISO | Oasis Wind | 56302 | 1 | Terra-Gen Operating Co-Wind | Onshore Wind Turbine | 35.0609 | -118.2924 | 60.3
2025-09 | SWPP | Elk River Wind | 56303 | 1 | Avangrid Power LLC | Onshore Wind Turbine | 37.5797 | -96.5503 | 150
2025-09 | SWPP | San Juan Mesa Wind Project LLC | 56304 | 1 | NRG Energy Gas & Wind Holdings Inc | Onshore Wind Turbine | 33.9716 | -103.8604 | 120
2025-09 | MISO | Adams Wind Farm | 56307 | 1 | Consolidated Edison Development Inc. | Onshore Wind Turbine | 43.5548 | -92.7241 | 13.5
2025-09 | MISO | Adams Wind Farm | 56307 | 2 | Consolidated Edison Development Inc. | Onshore Wind Turbine | 43.5548 | -92.7241 | 9.8
2025-09 | MISO | Trigen St. Louis | 56309 | CT-1 | Centerstream STL, LLC | Natural Gas Fired Combined Cycle | 38.6359 | -90.1809 | 5.9
2025-09 | MISO | Trigen St. Louis | 56309 | CT-2 | Centerstream STL, LLC | Natural Gas Fired Combined Cycle | 38.6359 | -90.1809 | 5.9
2025-09 | MISO | Trigen St. Louis | 56309 | IC-1 | Centerstream STL, LLC | Natural Gas Internal Combustion Engine | 38.6359 | -90.1809 | 1.2
2025-09 | MISO | Trigen St. Louis | 56309 | ST-3 | Centerstream STL, LLC | Natural Gas Fired Combined Cycle | 38.6359 | -90.1809 | 18.2
2025-09 | MISO | Trigen St. Louis | 56309 | ST-4 | Centerstream STL, LLC | Natural Gas Steam Turbine | 38.6359 | -90.1809 | 1.5
2025-09 | MISO | Trigen St. Louis | 56309 | ST-5 | Centerstream STL, LLC | Natural Gas Steam Turbine | 38.6359 | -90.1809 | 1.5
2025-09 | ERCO | Sweetwater Wind 3 LLC | 56311 | SW3 | Leeward Asset Management, LLC | Onshore Wind Turbine | 32.2908 | -100.4219 | 135
2025-09 | NYIS | Modern Innovative Energy LLC | 56323 | GEN1 | Innovative Energy Systems Inc | Landfill Gas | 43.2094 | -78.9836 | 1.6
2025-09 | NYIS | Modern Innovative Energy LLC | 56323 | GEN2 | Innovative Energy Systems Inc | Landfill Gas | 43.2094 | -78.9836 | 1.6
2025-09 | NYIS | Modern Innovative Energy LLC | 56323 | GEN3 | Innovative Energy Systems Inc | Landfill Gas | 43.2094 | -78.9836 | 1.6
2025-09 | NYIS | Modern Innovative Energy LLC | 56323 | GEN4 | Innovative Energy Systems Inc | Landfill Gas | 43.2094 | -78.9836 | 1.6
2025-09 | NYIS | Colonie LFGTE Facility | 56324 | GEN1 | Innovative Energy Systems Inc | Landfill Gas | 42.8033 | -73.7267 | 1.6
2025-09 | NYIS | Colonie LFGTE Facility | 56324 | GEN2 | Innovative Energy Systems Inc | Landfill Gas | 42.8033 | -73.7267 | 1.6
2025-09 | NYIS | Colonie LFGTE Facility | 56324 | GEN3 | Innovative Energy Systems Inc | Landfill Gas | 42.8033 | -73.7267 | 1.6
2025-09 | NYIS | Colonie LFGTE Facility | 56324 | GEN4 | Innovative Energy Systems Inc | Landfill Gas | 42.8033 | -73.7267 | 1.6
2025-09 | SWPP | Mustang Station Unit 4 | 56326 | GEN1 | Golden Spread Electric Cooperative, Inc | Natural Gas Fired Combustion Turbine | 32.9746 | -102.7436 | 153
2025-09 | SWPP | Mustang Station Unit 4 | 56326 | GEN2 | Golden Spread Electric Cooperative, Inc | Natural Gas Fired Combustion Turbine | 32.9746 | -102.7436 | 153
2025-09 | SWPP | Mustang Station Unit 4 | 56326 | GEN3 | Golden Spread Electric Cooperative, Inc | Natural Gas Fired Combustion Turbine | 32.9746 | -102.7436 | 166.1
2025-09 | PJM | Pendleton County LFGTE | 56327 | 1 | East Kentucky Power Coop, Inc | Landfill Gas | 38.7342 | -84.4059 | 0.8
2025-09 | PJM | Pendleton County LFGTE | 56327 | 2 | East Kentucky Power Coop, Inc | Landfill Gas | 38.7342 | -84.4059 | 0.8
2025-09 | PJM | Pendleton County LFGTE | 56327 | 3 | East Kentucky Power Coop, Inc | Landfill Gas | 38.7342 | -84.4059 | 0.8
2025-09 | PJM | Pendleton County LFGTE | 56327 | 4 | East Kentucky Power Coop, Inc | Landfill Gas | 38.7342 | -84.4059 | 0.8
2025-09 | SWPP | Harry D Mattison Gas Plant | 56328 | 1 | Southwestern Electric Power Co | Natural Gas Fired Combustion Turbine | 36.1855 | -94.2841 | 86.5
2025-09 | SWPP | Harry D Mattison Gas Plant | 56328 | 2 | Southwestern Electric Power Co | Natural Gas Fired Combustion Turbine | 36.1855 | -94.2841 | 86.5
2025-09 | SWPP | Harry D Mattison Gas Plant | 56328 | 3 | Southwestern Electric Power Co | Natural Gas Fired Combustion Turbine | 36.1855 | -94.2841 | 88
2025-09 | SWPP | Harry D Mattison Gas Plant | 56328 | 4 | Southwestern Electric Power Co | Natural Gas Fired Combustion Turbine | 36.1855 | -94.2841 | 88
2025-09 | PJM | Gauley River Power Partners | 56333 | GEN1 | Central Rivers Power WV, LLC | Conventional Hydroelectric | 38.2192 | -80.8906 | 40
2025-09 | PJM | Gauley River Power Partners | 56333 | GEN2 | Central Rivers Power WV, LLC | Conventional Hydroelectric | 38.2192 | -80.8906 | 40
2025-09 | SWPP | Blue Canyon Windpower II | 56335 | EW2 | Blue Canyon Windpower II LLC | Onshore Wind Turbine | 34.8661 | -98.6056 | 151.4
2025-09 | ERCO | Sweetwater Wind 4 LLC | 56337 | SW4 | Leeward Asset Management, LLC | Onshore Wind Turbine | 32.3122 | -100.5303 | 241
2025-09 | PJM | High Trail Wind Farm LLC | 56338 | 1 | High Trail Wind Farm LLC | Onshore Wind Turbine | 40.4792 | -88.7989 | 210.9
2025-09 | CISO | Bear Valley Power Plant | 56346 | ICE1 | Bear Valley Electric Service | Natural Gas Internal Combustion Engine | 34.2506 | -116.9025 | 1.2
2025-09 | CISO | Bear Valley Power Plant | 56346 | ICE2 | Bear Valley Electric Service | Natural Gas Internal Combustion Engine | 34.2506 | -116.9025 | 1.2
2025-09 | CISO | Bear Valley Power Plant | 56346 | ICE3 | Bear Valley Electric Service | Natural Gas Internal Combustion Engine | 34.2506 | -116.9025 | 1.2
2025-09 | CISO | Bear Valley Power Plant | 56346 | ICE4 | Bear Valley Electric Service | Natural Gas Internal Combustion Engine | 34.2506 | -116.9025 | 1.2
2025-09 | CISO | Bear Valley Power Plant | 56346 | ICE5 | Bear Valley Electric Service | Natural Gas Internal Combustion Engine | 34.2506 | -116.9025 | 1.2
2025-09 | CISO | Bear Valley Power Plant | 56346 | ICE6 | Bear Valley Electric Service | Natural Gas Internal Combustion Engine | 34.2506 | -116.9025 | 1.2
2025-09 | CISO | Bear Valley Power Plant | 56346 | ICE7 | Bear Valley Electric Service | Natural Gas Internal Combustion Engine | 34.2506 | -116.9025 | 1.2
2025-09 | MISO | Cedar Ridge | 56347 | 1 | Wisconsin Power & Light Co | Onshore Wind Turbine | 43.6926 | -88.3297 | 67.7
2025-09 | SWPP | Laverne Diesel Generating Plant | 56348 | 1 | Town of Laverne - (OK) | Petroleum Liquids | 36.7106 | -99.8906 | 2
2025-09 | SWPP | Laverne Diesel Generating Plant | 56348 | 2 | Town of Laverne - (OK) | Petroleum Liquids | 36.7106 | -99.8906 | 2
2025-09 | ERCO | Quail Run Energy Center | 56349 | CT1A | Quail Run Energy Partners, LP | Natural Gas Fired Combined Cycle | 31.8414 | -102.315 | 90.6
2025-09 | ERCO | Quail Run Energy Center | 56349 | CT1B | Quail Run Energy Partners, LP | Natural Gas Fired Combined Cycle | 31.8414 | -102.315 | 90.6
2025-09 | ERCO | Quail Run Energy Center | 56349 | CT2A | Quail Run Energy Partners, LP | Natural Gas Fired Combined Cycle | 31.8414 | -102.315 | 86.5
2025-09 | ERCO | Quail Run Energy Center | 56349 | CT2B | Quail Run Energy Partners, LP | Natural Gas Fired Combined Cycle | 31.8414 | -102.315 | 86.5
2025-09 | ERCO | Quail Run Energy Center | 56349 | ST1 | Quail Run Energy Partners, LP | Natural Gas Fired Combined Cycle | 31.8414 | -102.315 | 98.1
2025-09 | ERCO | Quail Run Energy Center | 56349 | ST2 | Quail Run Energy Partners, LP | Natural Gas Fired Combined Cycle | 31.8414 | -102.315 | 98.1
2025-09 | ERCO | Colorado Bend Energy Center | 56350 | CT1A | CER Colorado Bend Energy Partners LP | Natural Gas Fired Combined Cycle | 29.2878 | -96.0683 | 90
2025-09 | ERCO | Colorado Bend Energy Center | 56350 | CT1B | CER Colorado Bend Energy Partners LP | Natural Gas Fired Combined Cycle | 29.2878 | -96.0683 | 90
2025-09 | ERCO | Colorado Bend Energy Center | 56350 | CT2A | CER Colorado Bend Energy Partners LP | Natural Gas Fired Combined Cycle | 29.2878 | -96.0683 | 90
2025-09 | ERCO | Colorado Bend Energy Center | 56350 | CT2B | CER Colorado Bend Energy Partners LP | Natural Gas Fired Combined Cycle | 29.2878 | -96.0683 | 90
2025-09 | ERCO | Colorado Bend Energy Center | 56350 | CT4A | CER Colorado Bend Energy Partners LP | Natural Gas Fired Combustion Turbine | 29.2878 | -96.0683 | 37
2025-09 | ERCO | Colorado Bend Energy Center | 56350 | CT4B | CER Colorado Bend Energy Partners LP | Natural Gas Fired Combustion Turbine | 29.2878 | -96.0683 | 37
2025-09 | ERCO | Colorado Bend Energy Center | 56350 | ST1 | CER Colorado Bend Energy Partners LP | Natural Gas Fired Combined Cycle | 29.2878 | -96.0683 | 105.1
2025-09 | ERCO | Colorado Bend Energy Center | 56350 | ST2 | CER Colorado Bend Energy Partners LP | Natural Gas Fired Combined Cycle | 29.2878 | -96.0683 | 115
2025-09 | SWPP | Spearville | 56351 | 1 | Evergy Metro | Onshore Wind Turbine | 37.8641 | -99.7528 | 100.5
2025-09 | SWPP | Spearville | 56351 | 2 | Evergy Metro | Onshore Wind Turbine | 37.8641 | -99.7528 | 48
2025-09 | MISO | Whispering Willow Wind Farm - East | 56355 | 1 | Interstate Power and Light Co | Onshore Wind Turbine | 42.6305 | -93.2064 | 199.7
2025-09 | CISO | Clearwater Power Plant | 56356 | CT1 | City of Riverside - (CA) | Natural Gas Fired Combined Cycle | 33.8912 | -117.6085 | 41
2025-09 | CISO | Clearwater Power Plant | 56356 | ST1 | City of Riverside - (CA) | Natural Gas Fired Combined Cycle | 33.8912 | -117.6085 | 8
2025-09 | MISO | FPL Energy Burleigh County Wind | 56357 | GE | FPL Energy Burleigh County Wind LLC | Onshore Wind Turbine | 47.1167 | -100.7333 | 18
2025-09 | MISO | FPL Energy Burleigh County Wind | 56357 | GE15 | FPL Energy Burleigh County Wind LLC | Onshore Wind Turbine | 47.1167 | -100.7333 | 31.5
2025-09 | CISO | Shiloh I Wind Project | 56362 | 1 | Avangrid Power LLC | Onshore Wind Turbine | 38.12 | -121.85 | 150
2025-09 | PJM | Danville Kentuck Road Plant | 56364 | GEN 1 | City of Danville - (VA) | Petroleum Liquids | 36.6611 | -79.2986 | 1.8
2025-09 | PJM | Electric Avenue Facility | 56367 | 1 | Town of Culpeper- (VA) | Petroleum Liquids | 38.28 | -77.59 | 1.8
2025-09 | PJM | Electric Avenue Facility | 56367 | 2 | Town of Culpeper- (VA) | Petroleum Liquids | 38.28 | -77.59 | 1.8
2025-09 | PJM | Electric Avenue Facility | 56367 | 3 | Town of Culpeper- (VA) | Petroleum Liquids | 38.28 | -77.59 | 1.8
2025-09 | PJM | Electric Avenue Facility | 56367 | 4 | Town of Culpeper- (VA) | Petroleum Liquids | 38.28 | -77.59 | 1.5
2025-09 | PJM | Water Treatment Plant Generators | 56368 | WP1 | City of Manassas - (VA) | Petroleum Liquids | 38.7607 | -77.6209 | 1.8
2025-09 | PJM | Casselman Wind Power Project | 56369 | 1 | Avangrid Power LLC | Onshore Wind Turbine | 39.85 | -79.138 | 34.5
2025-09 | ERCO | Sweetwater Wind 5 | 56372 | SW5 | Leeward Asset Management, LLC | Onshore Wind Turbine | 32.2369 | -100.4833 | 80.5
2025-09 | ERCO | Robert Mueller Energy Center | 56374 | CT1 | Austin Energy | Natural Gas Fired Combustion Turbine | 30.305 | -97.7077 | 4.6
2025-09 | ERCO | Robert Mueller Energy Center | 56374 | DG1 | Austin Energy | Petroleum Liquids | 30.305 | -97.7077 | 1.5
2025-09 | MISO | Victory Wind Farm | 56379 | VWF | MidAmerican Energy Co | Onshore Wind Turbine | 42.1169 | -95.1292 | 105
2025-09 | SWPP | Centennial Wind Farm | 56380 | WT1 | Oklahoma Gas & Electric Co | Onshore Wind Turbine | 36.6377 | -99.6019 | 120
2025-09 | MISO | Northern Iowa Windpower II | 56383 | TOI2 | Avangrid Power LLC | Onshore Wind Turbine | 43.3608 | -93.2978 | 80
2025-09 | MISO | Top of Iowa Windfarm III | 56386 | TOI3 | Madison Gas & Electric Co | Onshore Wind Turbine | 43.3597 | -93.3208 | 29.7
2025-09 | MISO | Blue Sky Green Field Wind Project | 56391 | 1 | Wisconsin Electric Power Co | Onshore Wind Turbine | 43.8794 | -88.2708 | 145.2
2025-09 | MISO | FPL Energy Oliver Wind I LLC | 56392 | 1 | FPL Energy Oliver County Wind | Onshore Wind Turbine | 47.1528 | -101.1977 | 50.6
2025-09 | ERCO | Forest Creek Wind Farm LLC | 56394 | 1 | RWE Clean Energy | Onshore Wind Turbine | 32.039 | -101.22 | 124.2
2025-09 | ERCO | Mesquite Wind Power LLC | 56395 | 1 | Mesquite Wind LLC | Onshore Wind Turbine | 32.6256 | -99.4928 | 200
2025-09 | PJM | Hunlock Unit 4 | 56397 | 4 | Hunlock Energy, LLC | Natural Gas Fired Combustion Turbine | 41.2025 | -76.0683 | 44
2025-09 | ISNE | Lempster Wind LLC | 56399 | 1 | Avangrid Power LLC | Onshore Wind Turbine | 43.233 | -72.1455 | 24
2025-09 | SWPP | Noble Hill Landfill | 56404 | NHLC | City of Springfield (MO) | Landfill Gas | 37.3811 | -93.3514 | 3.2
2025-09 | MISO | Agriwind | 56408 | AWND1 | Agriwind Holdings, LLC | Onshore Wind Turbine | 41.3017 | -89.6236 | 8.4
2025-09 | MISO | Stahl Wind Energy | 56409 | 1 | Stahl Wind Energy, LLC (Longroad) | Onshore Wind Turbine | 44.0256 | -96.4303 | 1.7
2025-09 | MISO | Carstensen Wind | 56410 | 1 | Carstensen Wind, LLC (Longroad) | Onshore Wind Turbine | 44.0247 | -96.4369 | 1.7
2025-09 | MISO | Northern Lights Wind LLC | 56411 | 1 | Northern Lights Wind LLC (Longroad) | Onshore Wind Turbine | 44.015 | -96.4367 | 1.7
2025-09 | MISO | Lucky Wind | 56412 | 1 | Lucky Wind, LLC (Longroad) | Onshore Wind Turbine | 44.0211 | -96.4406 | 1.7
2025-09 | MISO | Greenback Energy | 56413 | 1 | Greenback Energy, LLC (Longroad) | Onshore Wind Turbine | 44.0208 | -96.4331 | 1.7
2025-09 | MISO | Redwood Falls Wind | 56414 | WND1 | Southern Minnesota Mun P Agny | Onshore Wind Turbine | 44.5028 | -95.175 | 1.7
2025-09 | MISO | Redwood Falls Wind | 56414 | WND2 | Southern Minnesota Mun P Agny | Onshore Wind Turbine | 44.5028 | -95.175 | 1.7
2025-09 | MISO | Fairmont Wind | 56415 | WND1 | Southern Minnesota Mun P Agny | Onshore Wind Turbine | 43.575 | -94.4467 | 1
2025-09 | MISO | Fairmont Wind | 56415 | WND2 | Southern Minnesota Mun P Agny | Onshore Wind Turbine | 43.575 | -94.4467 | 1
2025-09 | MISO | Fairmont Wind | 56415 | WND3 | Southern Minnesota Mun P Agny | Onshore Wind Turbine | 43.575 | -94.4467 | 1.7
2025-09 | MISO | Fairmont Wind | 56415 | WND4 | Southern Minnesota Mun P Agny | Onshore Wind Turbine | 43.575 | -94.4467 | 1.7
2025-09 | MISO | Michigan Wind 1 | 56416 | 1 | Michigan Wind 1, LLC | Onshore Wind Turbine | 43.7092 | -82.9633 | 69
2025-09 | PJM | Beecher Gas Recovery | 56419 | B1 | Will County Energy LLC | Landfill Gas | 41.3811 | -87.6375 | 1.1
2025-09 | PJM | Beecher Gas Recovery | 56419 | B2 | Will County Energy LLC | Landfill Gas | 41.3811 | -87.6375 | 1.1
2025-09 | PJM | Beecher Gas Recovery | 56419 | B3 | Will County Energy LLC | Landfill Gas | 41.3811 | -87.6375 | 1.1
2025-09 | PJM | Renick Run Pumping Station 03-04 | 56420 | 0003 | City of Columbus - (OH) | Petroleum Liquids | 39.9294 | -83.012 | 1.4
2025-09 | PJM | Renick Run Pumping Station 03-04 | 56420 | 0004 | City of Columbus - (OH) | Petroleum Liquids | 39.9294 | -83.012 | 1.4
2025-09 | PJM | PS ST-8 Engine No 1 | 56421 | 0005 | City of Columbus - (OH) | Petroleum Liquids | 39.9614 | -83.0491 | 2
2025-09 | PJM | ST-1/1A Engine No 1 | 56422 | 0006 | City of Columbus - (OH) | Petroleum Liquids | 39.95 | -83.0158 | 1.3
2025-09 | PJM | Dodge Park Engine No 1 | 56423 | 0007 | City of Columbus - (OH) | Petroleum Liquids | 39.9524 | -83.0144 | 2
2025-09 | MISO | Mower County Wind Energy Center | 56424 | 1 | Northern States Power Co - Minnesota | Onshore Wind Turbine | 43.6141 | -92.5988 | 98.9
2025-09 | ISNE | Ameresco Chicopee Energy | 56426 | UNIT4 | AMERESCO Chicopee Energy LLC | Landfill Gas | 42.1626 | -72.5367 | 2.1
2025-09 | ISNE | Ameresco Chicopee Energy | 56426 | Unit1 | AMERESCO Chicopee Energy LLC | Landfill Gas | 42.1626 | -72.5367 | 1.9
2025-09 | ISNE | Ameresco Chicopee Energy | 56426 | Unit2 | AMERESCO Chicopee Energy LLC | Landfill Gas | 42.1626 | -72.5367 | 1.9
2025-09 | ISNE | Ameresco Chicopee Energy | 56426 | Unit3 | AMERESCO Chicopee Energy LLC | Landfill Gas | 42.1626 | -72.5367 | 1.9
2025-09 | MISO | Ameresco Janesville | 56427 | Unit1 | AMERESCO Janesville LLC | Landfill Gas | 42.7083 | -89.0208 | 1
2025-09 | MISO | Ameresco Janesville | 56427 | Unit2 | AMERESCO Janesville LLC | Landfill Gas | 42.7083 | -89.0208 | 1
2025-09 | MISO | Ameresco Janesville | 56427 | Unit3 | AMERESCO Janesville LLC | Landfill Gas | 42.7083 | -89.0208 | 1
2025-09 | CISO | Ameresco Santa Cruz Energy | 56428 | Unit1 | AMERESCO Santa Cruz Energy LLC | Landfill Gas | 36.9178 | -121.8156 | 1
2025-09 | CISO | Ameresco Santa Cruz Energy | 56428 | Unit2 | AMERESCO Santa Cruz Energy LLC | Landfill Gas | 36.9178 | -121.8156 | 1
2025-09 | CISO | Ameresco Santa Cruz Energy | 56428 | Unit3 | AMERESCO Santa Cruz Energy LLC | Landfill Gas | 36.9178 | -121.8156 | 1
2025-09 | PJM | Ameresco Delaware South | 56429 | 1 | AMERESCO Delaware South | Landfill Gas | 38.5992 | -75.4342 | 1
2025-09 | PJM | Ameresco Delaware South | 56429 | 2 | AMERESCO Delaware South | Landfill Gas | 38.5992 | -75.4342 | 1
2025-09 | PJM | Ameresco Delaware South | 56429 | 3 | AMERESCO Delaware South | Landfill Gas | 38.5992 | -75.4342 | 1
2025-09 | PJM | Ameresco Delaware South | 56429 | 4 | AMERESCO Delaware South | Landfill Gas | 38.5992 | -75.4342 | 1
2025-09 | PJM | Ameresco Delaware South | 56429 | 5 | AMERESCO Delaware South | Landfill Gas | 38.5992 | -75.4342 | 1
2025-09 | PJM | Ameresco Delaware Central | 56430 | 1C | AMERESCO Delaware Central | Landfill Gas | 39.0339 | -75.7233 | 1
2025-09 | PJM | Ameresco Delaware Central | 56430 | 2C | AMERESCO Delaware Central | Landfill Gas | 39.0339 | -75.7233 | 1
2025-09 | PJM | Ameresco Delaware Central | 56430 | 3C | AMERESCO Delaware Central | Landfill Gas | 39.0339 | -75.7233 | 1
2025-09 | PJM | Ameresco Delaware Central | 56430 | 4C | AMERESCO Delaware Central | Landfill Gas | 39.0339 | -75.7233 | 1
2025-09 | PJM | Ameresco Delaware Central | 56430 | 5C | AMERESCO Delaware Central | Landfill Gas | 39.0339 | -75.7233 | 1
2025-09 | SWPP | Wildorado Wind LLC | 56432 | 1 | Wildorado Wind, LLC | Onshore Wind Turbine | 35.2919 | -102.3031 | 161
2025-09 | CISO | Buena Vista Energy LLC | 56446 | 1 | Leeward Asset Management, LLC | Onshore Wind Turbine | 37.805 | -121.6672 | 38
2025-09 | PJM | GSG LLC | 56450 | 1 | Leeward Asset Management, LLC | Onshore Wind Turbine | 41.6436 | -89.1731 | 80
2025-09 | PJM | Allegheny Ridge Wind Farm | 56451 | 1 | Leeward Asset Management, LLC | Onshore Wind Turbine | 40.3839 | -78.5794 | 80
2025-09 | MISO | Plum Point Energy Station | 56456 | STG1 | NRG Energy Services - Plum Point | Conventional Steam Coal | 35.6644 | -89.9489 | 720
2025-09 | ERCO | Post Wind Farm LP | 56457 | 1 | FPL Energy Red Canyon LLC | Onshore Wind Turbine | 32.9254 | -101.2194 | 84
2025-09 | SWPP | Hobbs Generating Station | 56458 | CHW-T | Lea Power Partners LLC | Natural Gas Fired Combined Cycle | 32.7283 | -103.3094 | 7.2
2025-09 | SWPP | Hobbs Generating Station | 56458 | GT1 | Lea Power Partners LLC | Natural Gas Fired Combined Cycle | 32.7283 | -103.3094 | 196.9
2025-09 | SWPP | Hobbs Generating Station | 56458 | GT2 | Lea Power Partners LLC | Natural Gas Fired Combined Cycle | 32.7283 | -103.3094 | 196.9
2025-09 | SWPP | Hobbs Generating Station | 56458 | ST3 | Lea Power Partners LLC | Natural Gas Fired Combined Cycle | 32.7283 | -103.3094 | 280.5
2025-09 | MISO | MinnDakota Wind LLC | 56459 | 2 | Avangrid Power LLC | Onshore Wind Turbine | 44.2667 | -96.3444 | 150
2025-09 | PJM | Geneva Generation Facility | 56462 | GEN 1 | City of Geneva- (IL) | Natural Gas Internal Combustion Engine | 41.8911 | -88.2711 | 5.9
2025-09 | PJM | Geneva Generation Facility | 56462 | GEN 2 | City of Geneva- (IL) | Natural Gas Internal Combustion Engine | 41.8911 | -88.2711 | 5.9
2025-09 | PJM | Geneva Generation Facility | 56462 | GEN 3 | City of Geneva- (IL) | Natural Gas Internal Combustion Engine | 41.8911 | -88.2711 | 5.9
2025-09 | PJM | Geneva Generation Facility | 56462 | GEN 4 | City of Geneva- (IL) | Natural Gas Internal Combustion Engine | 41.8911 | -88.2711 | 5.9
2025-09 | PJM | Geneva Generation Facility | 56462 | GEN 5 | City of Geneva- (IL) | Natural Gas Internal Combustion Engine | 41.8911 | -88.2711 | 5.9
2025-09 | MISO | Oak Ridge LFGTE | 56463 | 1 | Wabash Valley Power Assn, Inc | Landfill Gas | 40.7213 | -86.3421 | 0.8
2025-09 | MISO | Oak Ridge LFGTE | 56463 | 2 | Wabash Valley Power Assn, Inc | Landfill Gas | 40.7213 | -86.3421 | 0.8
2025-09 | MISO | Oak Ridge LFGTE | 56463 | 3 | Wabash Valley Power Assn, Inc | Landfill Gas | 40.7213 | -86.3421 | 0.8
2025-09 | MISO | Oak Ridge LFGTE | 56463 | 4 | Wabash Valley Power Assn, Inc | Landfill Gas | 40.7213 | -86.3421 | 0.8
2025-09 | PJM | Jay County LFGTE | 56464 | 1 | Wabash Valley Power Assn, Inc | Landfill Gas | 40.3797 | -85.0882 | 0.8
2025-09 | PJM | Jay County LFGTE | 56464 | 2 | Wabash Valley Power Assn, Inc | Landfill Gas | 40.3797 | -85.0882 | 0.8
2025-09 | PJM | Jay County LFGTE | 56464 | 3 | Wabash Valley Power Assn, Inc | Landfill Gas | 40.3797 | -85.0882 | 0.8
2025-09 | PJM | Jay County LFGTE | 56464 | 4 | Wabash Valley Power Assn, Inc | Landfill Gas | 40.3797 | -85.0882 | 0.8
2025-09 | MISO | Liberty I & II LFGTE | 56465 | 1 | Wabash Valley Power Assn, Inc | Natural Gas Internal Combustion Engine | 40.8856 | -86.7044 | 0.8
2025-09 | MISO | Liberty I & II LFGTE | 56465 | 1-II | Wabash Valley Power Assn, Inc | Natural Gas Internal Combustion Engine | 40.8856 | -86.7044 | 0.8
2025-09 | MISO | Liberty I & II LFGTE | 56465 | 1-III | Wabash Valley Power Assn, Inc | Landfill Gas | 40.8856 | -86.7044 | 1.6
2025-09 | MISO | Liberty I & II LFGTE | 56465 | 2 | Wabash Valley Power Assn, Inc | Natural Gas Internal Combustion Engine | 40.8856 | -86.7044 | 0.8
2025-09 | MISO | Liberty I & II LFGTE | 56465 | 2-II | Wabash Valley Power Assn, Inc | Natural Gas Internal Combustion Engine | 40.8856 | -86.7044 | 0.8
2025-09 | MISO | Liberty I & II LFGTE | 56465 | 2-III | Wabash Valley Power Assn, Inc | Landfill Gas | 40.8856 | -86.7044 | 1.6
2025-09 | MISO | Liberty I & II LFGTE | 56465 | 3 | Wabash Valley Power Assn, Inc | Natural Gas Internal Combustion Engine | 40.8856 | -86.7044 | 0.8
2025-09 | MISO | Liberty I & II LFGTE | 56465 | 3-II | Wabash Valley Power Assn, Inc | Natural Gas Internal Combustion Engine | 40.8856 | -86.7044 | 0.8
2025-09 | MISO | Liberty I & II LFGTE | 56465 | 3-III | Wabash Valley Power Assn, Inc | Landfill Gas | 40.8856 | -86.7044 | 1.6
2025-09 | MISO | Liberty I & II LFGTE | 56465 | 4 | Wabash Valley Power Assn, Inc | Natural Gas Internal Combustion Engine | 40.8856 | -86.7044 | 0.8
2025-09 | MISO | Liberty I & II LFGTE | 56465 | 4-II | Wabash Valley Power Assn, Inc | Natural Gas Internal Combustion Engine | 40.8856 | -86.7044 | 0.8
2025-09 | MISO | Liberty I & II LFGTE | 56465 | 4-III | Wabash Valley Power Assn, Inc | Landfill Gas | 40.8856 | -86.7044 | 1.6
2025-09 | CISO | Russell City Energy Center | 56467 | CTG1 | Russell City Energy Company LLC | Natural Gas Fired Combined Cycle | 37.6347 | -122.1338 | 200
2025-09 | CISO | Russell City Energy Center | 56467 | CTG2 | Russell City Energy Company LLC | Natural Gas Fired Combined Cycle | 37.6347 | -122.1338 | 200
2025-09 | CISO | Russell City Energy Center | 56467 | STG1 | Russell City Energy Company LLC | Natural Gas Fired Combined Cycle | 37.6347 | -122.1338 | 255
2025-09 | PJM | Locust Ridge | 56470 | LRWF | Avangrid Power LLC | Onshore Wind Turbine | 40.855 | -76.1292 | 26
2025-09 | CISO | McGrath Peaker | 56471 | 1 | Southern California Edison Co | Natural Gas Fired Combustion Turbine | 34.2056 | -119.2469 | 49.8
2025-09 | CISO | Grapeland Hybrid | 56472 | 1 | Southern California Edison Co | Natural Gas Fired Combustion Turbine | 34.0903 | -117.5343 | 49.8
2025-09 | CISO | Grapeland Hybrid | 56472 | BA1 | Southern California Edison Co | Batteries | 34.0903 | -117.5343 | 10
2025-09 | CISO | Mira Loma Peaker | 56473 | 1 | Southern California Edison Co | Natural Gas Fired Combustion Turbine | 34.0053 | -117.5604 | 49.8
2025-09 | CISO | Barre Peaker | 56474 | 1 | Southern California Edison Co | Natural Gas Fired Combustion Turbine | 33.8073 | -117.9832 | 49.8
2025-09 | CISO | Center Hybrid | 56475 | 1 | Southern California Edison Co | Natural Gas Fired Combustion Turbine | 33.9296 | -118.1046 | 49.8
2025-09 | CISO | Center Hybrid | 56475 | BA1 | Southern California Edison Co | Batteries | 33.9296 | -118.1046 | 10
2025-09 | CISO | Gateway Generating Station | 56476 | A | Pacific Gas & Electric Co. | Natural Gas Fired Combined Cycle | 38.0175 | -121.7587 | 203.2
2025-09 | CISO | Gateway Generating Station | 56476 | B | Pacific Gas & Electric Co. | Natural Gas Fired Combined Cycle | 38.0175 | -121.7587 | 203.2
2025-09 | CISO | Gateway Generating Station | 56476 | C | Pacific Gas & Electric Co. | Natural Gas Fired Combined Cycle | 38.0175 | -121.7587 | 213.3
2025-09 | SWPP | MJMEUC Generating Station #1 | 56478 | 0001 | Missouri Jnt Muni.Pwr Elec. Ut. Comm. | Natural Gas Fired Combustion Turbine | 39.2511 | -91.6401 | 13.3
2025-09 | ERCO | Sand Bluff Wind Farm | 56479 | 2 | RWE Clean Energy | Onshore Wind Turbine | 31.9914 | -101.3026 | 89.5
2025-09 | MISO | Marshfield Utilities Gas Plant | 56480 | M1 | City of Marshfield - (WI) | Natural Gas Fired Combustion Turbine | 44.6347 | -90.1344 | 60.4
2025-09 | ERCO | Post Oak Wind LLC | 56483 | 1 | Mesquite Wind LLC | Onshore Wind Turbine | 32.5144 | -99.6564 | 200
2025-09 | ERCO | Buffalo Gap 2 Wind Farm | 56484 | 1 | AES Distributed Energy | Onshore Wind Turbine | 32.3182 | -100.177 | 232.5
2025-09 | SWPP | Smoky Hills Wind Project Phase I | 56488 | 1 | Smoky Hills Wind Farm I LLC | Onshore Wind Turbine | 38.8799 | -98.1602 | 100.8
2025-09 | SWPP | Elkins Generating Center | 56489 | A | Arkansas Electric Coop Corp | Natural Gas Fired Combustion Turbine | 35.9714 | -94.0014 | 22
2025-09 | SWPP | Elkins Generating Center | 56489 | B | Arkansas Electric Coop Corp | Natural Gas Fired Combustion Turbine | 35.9714 | -94.0014 | 22
2025-09 | SWPP | Elkins Generating Center | 56489 | C | Arkansas Electric Coop Corp | Natural Gas Fired Combustion Turbine | 35.9714 | -94.0014 | 22
2025-09 | MISO | Prairie Star Wind Farm | 56494 | HP2 | High Prairie Wind Farm II LLC | Onshore Wind Turbine | 43.6861 | -92.6272 | 100.7
2025-09 | PJM | NedPower Mount Storm | 56495 | MS1 | Clearway Energy Operating LLC | Onshore Wind Turbine | 39.2175 | -79.2094 | 164
2025-09 | PJM | NedPower Mount Storm | 56495 | MS2 | Clearway Energy Operating LLC | Onshore Wind Turbine | 39.2175 | -79.2094 | 100
2025-09 | SWPP | Goodman Energy Center | 56497 | 1 | Midwest Energy Inc - (KS) | Natural Gas Internal Combustion Engine | 38.9303 | -99.3617 | 8.4
2025-09 | SWPP | Goodman Energy Center | 56497 | 10 | Midwest Energy Inc - (KS) | Natural Gas Internal Combustion Engine | 38.9303 | -99.3617 | 9.3
2025-09 | SWPP | Goodman Energy Center | 56497 | 11 | Midwest Energy Inc - (KS) | Natural Gas Internal Combustion Engine | 38.9303 | -99.3617 | 9.3
2025-09 | SWPP | Goodman Energy Center | 56497 | 12 | Midwest Energy Inc - (KS) | Natural Gas Internal Combustion Engine | 38.9303 | -99.3617 | 9.3
2025-09 | SWPP | Goodman Energy Center | 56497 | 2 | Midwest Energy Inc - (KS) | Natural Gas Internal Combustion Engine | 38.9303 | -99.3617 | 8.4
2025-09 | SWPP | Goodman Energy Center | 56497 | 3 | Midwest Energy Inc - (KS) | Natural Gas Internal Combustion Engine | 38.9303 | -99.3617 | 8.4
2025-09 | SWPP | Goodman Energy Center | 56497 | 4 | Midwest Energy Inc - (KS) | Natural Gas Internal Combustion Engine | 38.9303 | -99.3617 | 8.4
2025-09 | SWPP | Goodman Energy Center | 56497 | 5 | Midwest Energy Inc - (KS) | Natural Gas Internal Combustion Engine | 38.9303 | -99.3617 | 8.4
2025-09 | SWPP | Goodman Energy Center | 56497 | 6 | Midwest Energy Inc - (KS) | Natural Gas Internal Combustion Engine | 38.9303 | -99.3617 | 8.4
2025-09 | SWPP | Goodman Energy Center | 56497 | 7 | Midwest Energy Inc - (KS) | Natural Gas Internal Combustion Engine | 38.9303 | -99.3617 | 8.4
2025-09 | SWPP | Goodman Energy Center | 56497 | 8 | Midwest Energy Inc - (KS) | Natural Gas Internal Combustion Engine | 38.9303 | -99.3617 | 8.4
2025-09 | SWPP | Goodman Energy Center | 56497 | 9 | Midwest Energy Inc - (KS) | Natural Gas Internal Combustion Engine | 38.9303 | -99.3617 | 8.4
2025-09 | MISO | Pomeroy Wind Farm | 56501 | PWF | MidAmerican Energy Co | Onshore Wind Turbine | 42.5842 | -94.7467 | 123
2025-09 | MISO | Pomeroy Wind Farm | 56501 | PWF2 | MidAmerican Energy Co | Onshore Wind Turbine | 42.5842 | -94.7467 | 75
2025-09 | MISO | Pomeroy Wind Farm | 56501 | PWF3 | MidAmerican Energy Co | Onshore Wind Turbine | 42.5842 | -94.7467 | 58.5
2025-09 | MISO | Pomeroy Wind Farm | 56501 | PWF4 | MidAmerican Energy Co | Onshore Wind Turbine | 42.5842 | -94.7467 | 29.9
2025-09 | SWPP | Emporia Energy Center | 56502 | 1 | Evergy Kansas Central, Inc | Natural Gas Fired Combustion Turbine | 38.4459 | -96.0652 | 54
2025-09 | SWPP | Emporia Energy Center | 56502 | 2 | Evergy Kansas Central, Inc | Natural Gas Fired Combustion Turbine | 38.4459 | -96.0652 | 54
2025-09 | SWPP | Emporia Energy Center | 56502 | 3 | Evergy Kansas Central, Inc | Natural Gas Fired Combustion Turbine | 38.4459 | -96.0652 | 54
2025-09 | SWPP | Emporia Energy Center | 56502 | 4 | Evergy Kansas Central, Inc | Natural Gas Fired Combustion Turbine | 38.4459 | -96.0652 | 54
2025-09 | SWPP | Emporia Energy Center | 56502 | 5 | Evergy Kansas Central, Inc | Natural Gas Fired Combustion Turbine | 38.4459 | -96.0652 | 171.4
2025-09 | SWPP | Emporia Energy Center | 56502 | 6 | Evergy Kansas Central, Inc | Natural Gas Fired Combustion Turbine | 38.4459 | -96.0652 | 171.4
2025-09 | SWPP | Emporia Energy Center | 56502 | 7 | Evergy Kansas Central, Inc | Natural Gas Fired Combustion Turbine | 38.4459 | -96.0652 | 171.4
2025-09 | MISO | Riley Generating Station | 56503 | 1 | City of Zeeland - (MI) | Natural Gas Internal Combustion Engine | 42.8333 | -86.0053 | 2
2025-09 | MISO | Riley Generating Station | 56503 | 2 | City of Zeeland - (MI) | Natural Gas Internal Combustion Engine | 42.8333 | -86.0053 | 2
2025-09 | MISO | Riley Generating Station | 56503 | 3 | City of Zeeland - (MI) | Natural Gas Internal Combustion Engine | 42.8333 | -86.0053 | 2
2025-09 | MISO | Riley Generating Station | 56503 | 4 | City of Zeeland - (MI) | Natural Gas Internal Combustion Engine | 42.8333 | -86.0053 | 2
2025-09 | MISO | Riley Generating Station | 56503 | 5 | City of Zeeland - (MI) | Natural Gas Internal Combustion Engine | 42.8333 | -86.0053 | 2
2025-09 | MISO | Municipal Power Plant | 56504 | 1 | City of Zeeland - (MI) | Natural Gas Internal Combustion Engine | 42.8129 | -86.0335 | 1
2025-09 | MISO | Municipal Power Plant | 56504 | 2 | City of Zeeland - (MI) | Natural Gas Internal Combustion Engine | 42.8129 | -86.0335 | 1
2025-09 | MISO | Jonesboro City Water & Light Plant | 56505 | SN01 | City Water and Light Plant | Natural Gas Fired Combustion Turbine | 35.8486 | -90.7254 | 24.5
2025-09 | MISO | Jonesboro City Water & Light Plant | 56505 | SN02 | City Water and Light Plant | Natural Gas Fired Combustion Turbine | 35.8486 | -90.7254 | 21.4
2025-09 | MISO | Jonesboro City Water & Light Plant | 56505 | SN04 | City Water and Light Plant | Natural Gas Fired Combustion Turbine | 35.8486 | -90.7254 | 60.5
2025-09 | MISO | Jonesboro City Water & Light Plant | 56505 | SN06 | City Water and Light Plant | Natural Gas Fired Combustion Turbine | 35.8486 | -90.7254 | 57.4
2025-09 | MISO | Jonesboro City Water & Light Plant | 56505 | SN07 | City Water and Light Plant | Natural Gas Fired Combustion Turbine | 35.8486 | -90.7254 | 60.5
2025-09 | ERCO | Scurry County Wind LP | 56506 | SCW | Invenergy Services LLC | Onshore Wind Turbine | 32.7204 | -100.9952 | 130.5
2025-09 | PJM | Frey Farm Landfill | 56510 | GEN1 | NextEra Renewable Fuels, LLC | Landfill Gas | 39.9589 | -76.4442 | 1.6
2025-09 | PJM | Frey Farm Landfill | 56510 | GEN2 | NextEra Renewable Fuels, LLC | Landfill Gas | 39.9589 | -76.4442 | 1.6
2025-09 | PJM | Pennsauken Landfill | 56511 | GEN1 | NextEra Renewable Fuels, LLC | Landfill Gas | 39.9894 | -75.04 | 0.9
2025-09 | PJM | GLRA Landfill | 56512 | GEN1 | NextEra Renewable Fuels, LLC | Landfill Gas | 40.3664 | -76.4931 | 1.6
2025-09 | PJM | GLRA Landfill | 56512 | GEN2 | NextEra Renewable Fuels, LLC | Landfill Gas | 40.3664 | -76.4931 | 1.6
2025-09 | MISO | West Diesel Generation Unit | 56517 | East | City of Pocahontas - (IA) | Petroleum Liquids | 42.7303 | -94.6644 | 2
2025-09 | MISO | West Diesel Generation Unit | 56517 | West | City of Pocahontas - (IA) | Petroleum Liquids | 42.7303 | -94.6644 | 2
2025-09 | PJM | Salem Electric Department | 56519 | 1 | City of Salem - (VA) | Petroleum Liquids | 37.2894 | -80.07 | 1.3
2025-09 | MISO | Deertrack Park Gas Recovery | 56520 | GEN1 | WM Renewable Energy LLC | Landfill Gas | 43.09 | -88.7397 | 0.8
2025-09 | MISO | Deertrack Park Gas Recovery | 56520 | GEN2 | WM Renewable Energy LLC | Landfill Gas | 43.09 | -88.7397 | 0.8
2025-09 | MISO | Deertrack Park Gas Recovery | 56520 | GEN3 | WM Renewable Energy LLC | Landfill Gas | 43.09 | -88.7397 | 0.8
2025-09 | MISO | Deertrack Park Gas Recovery | 56520 | GEN4 | WM Renewable Energy LLC | Landfill Gas | 43.09 | -88.7397 | 0.8
2025-09 | MISO | Deertrack Park Gas Recovery | 56520 | GEN5 | WM Renewable Energy LLC | Landfill Gas | 43.09 | -88.7397 | 0.8
2025-09 | MISO | Deertrack Park Gas Recovery | 56520 | GEN6 | WM Renewable Energy LLC | Landfill Gas | 43.09 | -88.7397 | 0.8
2025-09 | MISO | Deertrack Park Gas Recovery | 56520 | GEN7 | WM Renewable Energy LLC | Landfill Gas | 43.09 | -88.7397 | 0.8
2025-09 | MISO | Deertrack Park Gas Recovery | 56520 | GEN8 | WM Renewable Energy LLC | Landfill Gas | 43.09 | -88.7397 | 0.8
2025-09 | MISO | Lake Mills Gas Recovery | 56521 | GEN1 | WM Renewable Energy LLC | Landfill Gas | 43.3864 | -93.5589 | 0.8
2025-09 | MISO | Lake Mills Gas Recovery | 56521 | GEN2 | WM Renewable Energy LLC | Landfill Gas | 43.3864 | -93.5589 | 0.8
2025-09 | MISO | Lake Mills Gas Recovery | 56521 | GEN3 | WM Renewable Energy LLC | Landfill Gas | 43.3864 | -93.5589 | 0.8
2025-09 | MISO | Lake Mills Gas Recovery | 56521 | GEN4 | WM Renewable Energy LLC | Landfill Gas | 43.3864 | -93.5589 | 0.8
2025-09 | MISO | Lake Mills Gas Recovery | 56521 | GEN5 | WM Renewable Energy LLC | Landfill Gas | 43.3864 | -93.5589 | 0.8
2025-09 | MISO | Two Pine Landfill Gas Recovery | 56523 | GEN 7 | WM Renewable Energy LLC | Landfill Gas | 34.8332 | -92.1571 | 0.8
2025-09 | MISO | Two Pine Landfill Gas Recovery | 56523 | GEN1 | WM Renewable Energy LLC | Landfill Gas | 34.8332 | -92.1571 | 0.8
2025-09 | MISO | Two Pine Landfill Gas Recovery | 56523 | GEN2 | WM Renewable Energy LLC | Landfill Gas | 34.8332 | -92.1571 | 0.8
2025-09 | MISO | Two Pine Landfill Gas Recovery | 56523 | GEN3 | WM Renewable Energy LLC | Landfill Gas | 34.8332 | -92.1571 | 0.8
2025-09 | MISO | Two Pine Landfill Gas Recovery | 56523 | GEN4 | WM Renewable Energy LLC | Landfill Gas | 34.8332 | -92.1571 | 0.8
2025-09 | MISO | Two Pine Landfill Gas Recovery | 56523 | GEN5 | WM Renewable Energy LLC | Landfill Gas | 34.8332 | -92.1571 | 0.8
2025-09 | ERCO | Austin Gas Recovery | 56524 | GEN1 | WM Renewable Energy LLC | Landfill Gas | 30.3344 | -97.6217 | 1.6
2025-09 | ERCO | Austin Gas Recovery | 56524 | GEN2 | WM Renewable Energy LLC | Landfill Gas | 30.3344 | -97.6217 | 1.6
2025-09 | ERCO | Austin Gas Recovery | 56524 | GEN3 | WM Renewable Energy LLC | Landfill Gas | 30.3344 | -97.6217 | 1.6
2025-09 | MISO | Timberline Trail Gas Recovery | 56525 | GEN2 | WM Renewable Energy LLC | Landfill Gas | 45.4533 | -91.3583 | 0.8
2025-09 | MISO | Timberline Trail Gas Recovery | 56525 | GEN3 | WM Renewable Energy LLC | Landfill Gas | 45.4533 | -91.3583 | 0.8
2025-09 | MISO | Timberline Trail Gas Recovery | 56525 | GEN4 | WM Renewable Energy LLC | Landfill Gas | 45.4533 | -91.3583 | 0.8
2025-09 | MISO | Timberline Trail Gas Recovery | 56525 | GEN5 | WM Renewable Energy LLC | Landfill Gas | 45.4533 | -91.3583 | 0.8
2025-09 | NYIS | Chaffee Gas Recovery | 56526 | GEN1 | WM Renewable Energy LLC | Landfill Gas | 42.5831 | -78.4864 | 0.8
2025-09 | NYIS | Chaffee Gas Recovery | 56526 | GEN2 | WM Renewable Energy LLC | Landfill Gas | 42.5831 | -78.4864 | 0.8
2025-09 | NYIS | Chaffee Gas Recovery | 56526 | GEN3 | WM Renewable Energy LLC | Landfill Gas | 42.5831 | -78.4864 | 0.8
2025-09 | NYIS | Chaffee Gas Recovery | 56526 | GEN4 | WM Renewable Energy LLC | Landfill Gas | 42.5831 | -78.4864 | 0.8
2025-09 | NYIS | Chaffee Gas Recovery | 56526 | GEN5 | WM Renewable Energy LLC | Landfill Gas | 42.5831 | -78.4864 | 0.8
2025-09 | NYIS | Chaffee Gas Recovery | 56526 | GEN6 | WM Renewable Energy LLC | Landfill Gas | 42.5831 | -78.4864 | 0.8
2025-09 | NYIS | Chaffee Gas Recovery | 56526 | GEN7 | WM Renewable Energy LLC | Landfill Gas | 42.5831 | -78.4864 | 0.8
2025-09 | NYIS | Chaffee Gas Recovery | 56526 | GEN8 | WM Renewable Energy LLC | Landfill Gas | 42.5831 | -78.4864 | 0.8
2025-09 | ISNE | Fitchburg Gas Recovery | 56527 | GEN1 | WM Renewable Energy LLC | Landfill Gas | 42.5354 | -71.8481 | 1.6
2025-09 | ISNE | Fitchburg Gas Recovery | 56527 | GEN2 | WM Renewable Energy LLC | Landfill Gas | 42.5354 | -71.8481 | 1.6
2025-09 | ISNE | Fitchburg Gas Recovery | 56527 | GEN3 | WM Renewable Energy LLC | Landfill Gas | 42.5354 | -71.8481 | 1.6
2025-09 | MISO | Five Oaks Gas Recovery | 56529 | GEN1 | WM Renewable Energy LLC | Landfill Gas | 39.5678 | -89.3683 | 0.8
2025-09 | MISO | Five Oaks Gas Recovery | 56529 | GEN2 | WM Renewable Energy LLC | Landfill Gas | 39.5678 | -89.3683 | 0.8
2025-09 | MISO | Five Oaks Gas Recovery | 56529 | GEN3 | WM Renewable Energy LLC | Landfill Gas | 39.5678 | -89.3683 | 0.8
2025-09 | MISO | Five Oaks Gas Recovery | 56529 | GEN4 | WM Renewable Energy LLC | Landfill Gas | 39.5678 | -89.3683 | 0.8
2025-09 | PJM | Waste Management Bethel LFGTE | 56531 | GEN1 | WM Renewable Energy LLC | Landfill Gas | 37.0764 | -76.4444 | 0.8
2025-09 | PJM | Waste Management Bethel LFGTE | 56531 | GEN2 | WM Renewable Energy LLC | Landfill Gas | 37.0764 | -76.4444 | 0.8
2025-09 | PJM | Waste Management Bethel LFGTE | 56531 | GEN3 | WM Renewable Energy LLC | Landfill Gas | 37.0764 | -76.4444 | 0.8
2025-09 | PJM | Waste Management Bethel LFGTE | 56531 | GEN4 | WM Renewable Energy LLC | Landfill Gas | 37.0764 | -76.4444 | 0.8
2025-09 | PJM | Waste Management Bethel LFGTE | 56531 | GEN5 | WM Renewable Energy LLC | Landfill Gas | 37.0764 | -76.4444 | 0.8
2025-09 | PJM | Waste Management Bethel LFGTE | 56531 | GEN6 | WM Renewable Energy LLC | Landfill Gas | 37.0764 | -76.4444 | 0.8
2025-09 | CISO | Colusa Generating Station | 56532 | A | Pacific Gas & Electric Co. | Natural Gas Fired Combined Cycle | 39.3661 | -122.27 | 181.5
2025-09 | CISO | Colusa Generating Station | 56532 | B | Pacific Gas & Electric Co. | Natural Gas Fired Combined Cycle | 39.3661 | -122.27 | 181.5
2025-09 | CISO | Colusa Generating Station | 56532 | C | Pacific Gas & Electric Co. | Natural Gas Fired Combined Cycle | 39.3661 | -122.27 | 349.4
2025-09 | MISO | Eastridge Wind Project | 56543 | 1 | Eastridge Wind Project | Onshore Wind Turbine | 43.9358 | -95.9222 | 10.4
2025-09 | MISO | Windom Wind Project | 56544 | 1 | Midwest Power Partners LLC | Onshore Wind Turbine | 43.9578 | -95.1306 | 15.6
2025-09 | SWPP | Porterhouse Wind (4) LLC | 56560 | JDW4 | UPC Power Solutions | Onshore Wind Turbine | 36.4144 | -101.3864 | 79.8
2025-09 | SWPP | Filet Wind (5) LLC | 56561 | JDW5 | UPC Power Solutions | Onshore Wind Turbine | 36.4453 | -101.8761 | 10
2025-09 | SWPP | Tenderloin Wind (6) LLC | 56562 | JDW6 | UPC Power Solutions | Onshore Wind Turbine | 36.4669 | -101.8222 | 10
2025-09 | SWPP | John W Turk Jr Power Plant | 56564 | 1 | Southwestern Electric Power Co | Conventional Steam Coal | 33.6497 | -93.8119 | 609
2025-09 | SWPP | J Lamar Stall Unit | 56565 | 6A | Southwestern Electric Power Co | Natural Gas Fired Combined Cycle | 32.5195 | -93.7601 | 184
2025-09 | SWPP | J Lamar Stall Unit | 56565 | 6B | Southwestern Electric Power Co | Natural Gas Fired Combined Cycle | 32.5195 | -93.7601 | 184
2025-09 | SWPP | J Lamar Stall Unit | 56565 | 6STG | Southwestern Electric Power Co | Natural Gas Fired Combined Cycle | 32.5195 | -93.7601 | 256
2025-09 | CISO | Terra-Gen VG Wind LLC | 56570 | WGNS | Terra-Gen Operating Co-Wind | Onshore Wind Turbine | 35.1161 | -118.3789 | 7.4
2025-09 | PJM | Eastern Landfill Gas LLC | 56571 | 1 | NextEra Renewable Fuels, LLC | Landfill Gas | 39.3897 | -76.392 | 1
2025-09 | PJM | Eastern Landfill Gas LLC | 56571 | 2 | NextEra Renewable Fuels, LLC | Landfill Gas | 39.3897 | -76.392 | 1
2025-09 | PJM | Eastern Landfill Gas LLC | 56571 | 3 | NextEra Renewable Fuels, LLC | Landfill Gas | 39.3897 | -76.392 | 1
2025-09 | PJM | Eastern Landfill Gas LLC | 56571 | 4 | NextEra Renewable Fuels, LLC | Landfill Gas | 39.3897 | -76.392 | 1
2025-09 | MISO | FPL Energy Oliver Wind II LLC | 56573 | 2 | FPL Energy Oliver County Wind II LLC | Onshore Wind Turbine | 47.1528 | -101.1977 | 48
2025-09 | NYIS | Steel Winds Wind Farm | 56575 | 1 | Evergreen Wind, LLC | Onshore Wind Turbine | 42.8167 | -78.8675 | 20
2025-09 | MISO | Shane's Wind Machine | 56577 | 1 | Shane's Wind Machine LLC | Onshore Wind Turbine | 44.1508 | -96.1361 | 1.3
2025-09 | MISO | Blue Breezes LLC | 56580 | 1 | Midwest Power Partners LLC | Onshore Wind Turbine | 43.6558 | -94.1536 | 1.3
2025-09 | MISO | Blue Breezes II LLC | 56581 | 1 | Midwest Power Partners LLC | Onshore Wind Turbine | 43.6558 | -94.1564 | 1.3
2025-09 | MISO | Sunset Breeze LLC | 56586 | 1 | Midwest Power Partners LLC | Onshore Wind Turbine | 43.5811 | -95.78 | 1.3
2025-09 | MISO | Minnesota Breeze LLC | 56587 | 1 | Midwest Power Partners LLC | Onshore Wind Turbine | 43.5833 | -95.7781 | 1.3
2025-09 | MISO | G Flow Wind LLC | 56588 | 1 | Midwest Power Partners LLC | Onshore Wind Turbine | 43.5861 | -95.7761 | 1.3
2025-09 | MISO | Wolf Wind Enterprises LLC | 56589 | 1 | Midwest Power Partners LLC | Onshore Wind Turbine | 43.5811 | -95.7758 | 1.3
2025-09 | MISO | Green Acres Breeze LLC | 56590 | 1 | Midwest Power Partners LLC | Onshore Wind Turbine | 43.5861 | -95.7803 | 1.3
2025-09 | ERCO | Champion Wind Farm LLC | 56592 | CH1 | RWE Clean Energy | Onshore Wind Turbine | 32.3983 | -100.6481 | 126.5
2025-09 | ERCO | Roscoe Wind Farm LLC | 56593 | RO1 | RWE Clean Energy | Onshore Wind Turbine | 32.4694 | -100.6664 | 209
2025-09 | NYIS | Munnsville Wind Farm LLC | 56594 | MU1 | RWE Clean Energy | Onshore Wind Turbine | 42.9086 | -75.5697 | 34.5
2025-09 | MISO | Elm Street Substation Generators | 56597 | EP01 | City of Farmington - (MO) | Petroleum Liquids | 37.7814 | -90.4156 | 2
2025-09 | MISO | Elm Street Substation Generators | 56597 | EP02 | City of Farmington - (MO) | Petroleum Liquids | 37.7814 | -90.4156 | 2
2025-09 | MISO | Elm Street Substation Generators | 56597 | EP03 | City of Farmington - (MO) | Petroleum Liquids | 37.7814 | -90.4156 | 2
2025-09 | MISO | Walton Street Substation | 56598 | EP07 | City of Farmington - (MO) | Petroleum Liquids | 37.7881 | -90.4336 | 2
2025-09 | MISO | Overall Road Station | 56600 | EP11 | City of Farmington - (MO) | Petroleum Liquids | 37.7608 | -90.4526 | 2
2025-09 | MISO | Overall Road Station | 56600 | EP12 | City of Farmington - (MO) | Petroleum Liquids | 37.7608 | -90.4526 | 2
2025-09 | MISO | Overall Road Station | 56600 | EP13 | City of Farmington - (MO) | Petroleum Liquids | 37.7608 | -90.4526 | 2
2025-09 | MISO | Overall Road Station | 56600 | EP14 | City of Farmington - (MO) | Petroleum Liquids | 37.7608 | -90.4526 | 2
2025-09 | MISO | San Jacinto County Peaking Facility | 56603 | SJC1 | East Texas Electric Coop, Inc | Natural Gas Fired Combustion Turbine | 30.4193 | -95.0118 | 85
2025-09 | MISO | San Jacinto County Peaking Facility | 56603 | SJC2 | East Texas Electric Coop, Inc | Natural Gas Fired Combustion Turbine | 30.4193 | -95.0118 | 85
2025-09 | MISO | Hardin County Peaking Facility | 56604 | HC1 | Entergy Texas Inc. | Natural Gas Fired Combustion Turbine | 30.3038 | -94.2526 | 86.5
2025-09 | MISO | Hardin County Peaking Facility | 56604 | HC2 | Entergy Texas Inc. | Natural Gas Fired Combustion Turbine | 30.3038 | -94.2526 | 86.5
2025-09 | MISO | Langdon Renewables, LLC | 56605 | GE15 | FPL Energy Langdon Wind LLC | Onshore Wind Turbine | 48.63 | -98.315 | 118.5
2025-09 | SWPP | Culbertson Generation Station | 56606 | 01 | Basin Electric Power Coop | Natural Gas Fired Combustion Turbine | 48.21 | -104.3917 | 108.2
2025-09 | SWPP | Prairie Winds ND1 | 56607 | ND1 | Basin Electric Power Coop | Onshore Wind Turbine | 47.9336 | -101.2692 | 115.5
2025-09 | SWPP | Prairie Winds SD1 | 56608 | SD1 | Basin Electric Power Coop | Onshore Wind Turbine | 43.8864 | -98.7875 | 150
2025-09 | SWPP | Prairie Winds SD1 | 56608 | SD2 | Basin Electric Power Coop | Onshore Wind Turbine | 43.8864 | -98.7875 | 10.5
2025-09 | SWPP | Prairie Winds SD1 | 56608 | SD3 | Basin Electric Power Coop | Onshore Wind Turbine | 43.8864 | -98.7875 | 1.5
2025-09 | SWPP | Deer Creek Station | 56610 | 01 | Basin Electric Power Coop | Natural Gas Fired Combined Cycle | 44.3962 | -96.5333 | 154
2025-09 | SWPP | Deer Creek Station | 56610 | 02 | Basin Electric Power Coop | Natural Gas Fired Combined Cycle | 44.3962 | -96.5333 | 170
2025-09 | PJM | Old Trail Wind Farm | 56614 | 2 | Old Trail Wind Farm LLC | Onshore Wind Turbine | 40.4792 | -88.7989 | 213.8
2025-09 | MISO | Fenton Wind Farm | 56617 | 1 | EDF Renewable Asset Holdings, Inc. | Onshore Wind Turbine | 43.8528 | -96.0183 | 205.5
2025-09 | NYIS | Clinton | 56618 | 1 | Valcour Operating Services, LLC | Onshore Wind Turbine | 44.8914 | -74.0061 | 100.5
2025-09 | NYIS | Ellenburg | 56619 | 1 | Valcour Operating Services, LLC | Onshore Wind Turbine | 44.8914 | -74.0061 | 81
2025-09 | NYIS | Bliss (NY) | 56620 | 1 | Valcour Operating Services, LLC | Onshore Wind Turbine | 42.5367 | -78.3047 | 100.5
2025-09 | SWPP | Sleeping Bear LLC | 56621 | 1 | NRG Energy Gas & Wind Holdings Inc | Onshore Wind Turbine | 36.6403 | -99.5006 | 94.5
2025-09 | PJM | Providence Heights Wind LLC | 56622 | 1 | Avangrid Power LLC | Onshore Wind Turbine | 41.2294 | -89.5572 | 72
2025-09 | MISO | Ewington Energy Systems, LLC | 56626 | 1 | Ewington Energy Systems, LLC | Onshore Wind Turbine | 43.6181 | -95.4172 | 22.5
2025-09 | ISNE | Waterbury Generation | 56629 | 10 | Engie North America | Natural Gas Fired Combustion Turbine | 41.5444 | -73.0417 | 96
2025-09 | MISO | Taconite Ridge 1 Wind Energy Center | 56630 | 1 | ALLETE, Inc. | Onshore Wind Turbine | 47.5747 | -92.5917 | 25
2025-09 | NYIS | Dutch Hill Wind Project | 56633 | 1 | Evergreen Wind, LLC | Onshore Wind Turbine | 42.5456 | -77.4967 | 37.5
2025-09 | NYIS | Cohocton Wind Project | 56634 | 1 | Evergreen Wind, LLC | Onshore Wind Turbine | 42.45 | -77.52 | 87.5
2025-09 | MISO | Harvest | 56635 | 1 | Harvest Windfarm, LLC | Onshore Wind Turbine | 43.83 | -83.2064 | 52.8
2025-09 | ERCO | Buffalo Gap 3 Wind Farm | 56638 | GEN1 | AES Distributed Energy | Onshore Wind Turbine | 32.2878 | -100.1 | 170.2
2025-09 | CISO | Midway Peaking LLC | 56639 | 1 | CalPeak Power, LLC | Natural Gas Fired Combustion Turbine | 36.6541 | -120.5797 | 69.9
2025-09 | CISO | Midway Peaking LLC | 56639 | 2 | CalPeak Power, LLC | Natural Gas Fired Combustion Turbine | 36.6541 | -120.5797 | 69.9
2025-09 | PJM | Camp Grove Wind Farm | 56640 | 1 | Orion Energy Group LLC | Onshore Wind Turbine | 41.0906 | -89.6398 | 150
2025-09 | MISO | St Paul Cogeneration | 56643 | 1 | St Paul Cogeneration LLC | Wood/Wood Waste Biomass | 44.9429 | -93.0966 | 37
2025-09 | ERCO | Stanton Wind Energy LLC | 56644 | 1 | Invenergy Services LLC | Onshore Wind Turbine | 32.2353 | -101.8367 | 120
2025-09 | SWPP | Osceola Windpower LLC | 56645 | CL25 | Osceola Windpower LLC | Onshore Wind Turbine | 43.4303 | -95.4167 | 98.2
2025-09 | MISO | Butler Ridge | 56647 | 1 | Butler Ridge Wind Energy Center | Onshore Wind Turbine | 43.4003 | -88.4811 | 54
2025-09 | SWPP | Majestic 1 Wind Farm | 56648 | 1 | NextEra Energy Majestic Wind | Onshore Wind Turbine | 35.3919 | -101.53 | 79.5
2025-09 | ERCO | South Trent Wind Farm | 56649 | 1 | NRG Energy Inc | Onshore Wind Turbine | 32.4081 | -100.1286 | 101.2
2025-09 | SWPP | Wessington Springs | 56650 | 1 | Wessington Wind | Onshore Wind Turbine | 44.0025 | -98.5908 | 51
2025-09 | PJM | North Allegheny Windpower Project | 56651 | 1 | Duke Energy Renewables Services | Onshore Wind Turbine | 40.4381 | -78.5436 | 75
2025-09 | CISO | Hatchet Ridge Wind Project | 56654 | 1 | Pattern Operators LP | Onshore Wind Turbine | 40.8981 | -121.8036 | 101.2
2025-09 | MISO | Michigan Wind 2 | 56659 | 1 | Michigan Wind 2, LLC | Onshore Wind Turbine | 43.6631 | -82.7469 | 90
2025-09 | ERCO | Pattern Gulf Wind | 56661 | 1 | Pattern Operators LP | Onshore Wind Turbine | 27.0011 | -97.5994 | 283.2
2025-09 | SWPP | Dempsey Ridge Wind Farm | 56665 | DR | Acciona Wind Energy USA LLC | Onshore Wind Turbine | 35.5298 | -99.8145 | 132
2025-09 | PJM | NIH Cogeneration Facility | 56668 | CGT | National Institutes of Health | Natural Gas Fired Combustion Turbine | 39 | -77.0939 | 28
2025-09 | MISO | Tatanka Wind Power LLC | 56669 | TW1 | Acciona Wind Energy USA LLC | Onshore Wind Turbine | 45.9593 | -98.9463 | 180
2025-09 | MISO | Velva Windfarm LLC | 56670 | VW1 | Acciona Wind Energy USA LLC | Onshore Wind Turbine | 48.0836 | -100.9215 | 11.9
2025-09 | PJM | Longview Power Plant | 56671 | MKA01 | Longview Power, LLC | Conventional Steam Coal | 39.7079 | -79.959 | 807.5
2025-09 | ERCO | Whirlwind Energy Center | 56673 | WEC | Whirlwind Energy LLC | Onshore Wind Turbine | 34.105 | -101.0986 | 59.8
2025-09 | ERCO | Winchester Power Park | 56674 | CGT1 | Lower Colorado River Authority | Natural Gas Fired Combustion Turbine | 30.0255 | -96.9945 | 60.5
2025-09 | ERCO | Winchester Power Park | 56674 | CGT2 | Lower Colorado River Authority | Natural Gas Fired Combustion Turbine | 30.0255 | -96.9945 | 60.5
2025-09 | ERCO | Winchester Power Park | 56674 | CGT3 | Lower Colorado River Authority | Natural Gas Fired Combustion Turbine | 30.0255 | -96.9945 | 60.5
2025-09 | ERCO | Winchester Power Park | 56674 | CGT4 | Lower Colorado River Authority | Natural Gas Fired Combustion Turbine | 30.0255 | -96.9945 | 60.5
2025-09 | MISO | Charles City Wind Farm | 56677 | CCWF | MidAmerican Energy Co | Onshore Wind Turbine | 43.0003 | -92.62 | 80
2025-09 | MISO | Benton County Wind Farm | 56679 | 1 | Orion Energy Group LLC | Onshore Wind Turbine | 40.695 | -87.4886 | 130.5
2025-09 | PJM | Wicomico | 56680 | 1 | Industrial Power Generating Company LLC | Landfill Gas | 38.3847 | -75.6344 | 0.3
2025-09 | PJM | Wicomico | 56680 | 10 | Industrial Power Generating Company LLC | Landfill Gas | 38.3847 | -75.6344 | 0.3
2025-09 | PJM | Wicomico | 56680 | 11 | Industrial Power Generating Company LLC | Landfill Gas | 38.3847 | -75.6344 | 0.3
2025-09 | PJM | Wicomico | 56680 | 12 | Industrial Power Generating Company LLC | Landfill Gas | 38.3847 | -75.6344 | 0.3
2025-09 | PJM | Wicomico | 56680 | 13 | Industrial Power Generating Company LLC | Landfill Gas | 38.3847 | -75.6344 | 0.3
2025-09 | PJM | Wicomico | 56680 | 14 | Industrial Power Generating Company LLC | Landfill Gas | 38.3847 | -75.6344 | 0.3
2025-09 | PJM | Wicomico | 56680 | 15 | Industrial Power Generating Company LLC | Landfill Gas | 38.3847 | -75.6344 | 0.3
2025-09 | PJM | Wicomico | 56680 | 16 | Industrial Power Generating Company LLC | Landfill Gas | 38.3847 | -75.6344 | 0.3
2025-09 | PJM | Wicomico | 56680 | 17 | Industrial Power Generating Company LLC | Landfill Gas | 38.3847 | -75.6344 | 0.3
2025-09 | PJM | Wicomico | 56680 | 18 | Industrial Power Generating Company LLC | Landfill Gas | 38.3847 | -75.6344 | 0.3
2025-09 | PJM | Wicomico | 56680 | 2 | Industrial Power Generating Company LLC | Landfill Gas | 38.3847 | -75.6344 | 0.3
2025-09 | PJM | Wicomico | 56680 | 3 | Industrial Power Generating Company LLC | Landfill Gas | 38.3847 | -75.6344 | 0.3
2025-09 | PJM | Wicomico | 56680 | 4 | Industrial Power Generating Company LLC | Landfill Gas | 38.3847 | -75.6344 | 0.3
2025-09 | PJM | Wicomico | 56680 | 5 | Industrial Power Generating Company LLC | Landfill Gas | 38.3847 | -75.6344 | 0.3
2025-09 | PJM | Wicomico | 56680 | 6 | Industrial Power Generating Company LLC | Landfill Gas | 38.3847 | -75.6344 | 0.3
2025-09 | PJM | Wicomico | 56680 | 7 | Industrial Power Generating Company LLC | Landfill Gas | 38.3847 | -75.6344 | 0.3
2025-09 | PJM | Wicomico | 56680 | 8 | Industrial Power Generating Company LLC | Landfill Gas | 38.3847 | -75.6344 | 0.3
2025-09 | PJM | Wicomico | 56680 | 9 | Industrial Power Generating Company LLC | Landfill Gas | 38.3847 | -75.6344 | 0.3
2025-09 | PJM | Amelia | 56681 | 1 | Industrial Power Generating Company LLC | Landfill Gas | 37.3097 | -78.0589 | 0.3
2025-09 | PJM | Amelia | 56681 | 10 | Industrial Power Generating Company LLC | Landfill Gas | 37.3097 | -78.0589 | 0.3
2025-09 | PJM | Amelia | 56681 | 11 | Industrial Power Generating Company LLC | Landfill Gas | 37.3097 | -78.0589 | 0.3
2025-09 | PJM | Amelia | 56681 | 12 | Industrial Power Generating Company LLC | Landfill Gas | 37.3097 | -78.0589 | 0.3
2025-09 | PJM | Amelia | 56681 | 13 | Industrial Power Generating Company LLC | Landfill Gas | 37.3097 | -78.0589 | 0.3
2025-09 | PJM | Amelia | 56681 | 14 | Industrial Power Generating Company LLC | Landfill Gas | 37.3097 | -78.0589 | 0.3
2025-09 | PJM | Amelia | 56681 | 15 | Industrial Power Generating Company LLC | Landfill Gas | 37.3097 | -78.0589 | 0.3
2025-09 | PJM | Amelia | 56681 | 16 | Industrial Power Generating Company LLC | Landfill Gas | 37.3097 | -78.0589 | 0.3
2025-09 | PJM | Amelia | 56681 | 17 | Industrial Power Generating Company LLC | Landfill Gas | 37.3097 | -78.0589 | 0.3
2025-09 | PJM | Amelia | 56681 | 18 | Industrial Power Generating Company LLC | Landfill Gas | 37.3097 | -78.0589 | 0.3
2025-09 | PJM | Amelia | 56681 | 19 | Industrial Power Generating Company LLC | Landfill Gas | 37.3097 | -78.0589 | 0.3
2025-09 | PJM | Amelia | 56681 | 2 | Industrial Power Generating Company LLC | Landfill Gas | 37.3097 | -78.0589 | 0.3
2025-09 | PJM | Amelia | 56681 | 20 | Industrial Power Generating Company LLC | Landfill Gas | 37.3097 | -78.0589 | 0.3
2025-09 | PJM | Amelia | 56681 | 21 | Industrial Power Generating Company LLC | Landfill Gas | 37.3097 | -78.0589 | 0.3
2025-09 | PJM | Amelia | 56681 | 22 | Industrial Power Generating Company LLC | Landfill Gas | 37.3097 | -78.0589 | 0.3
2025-09 | PJM | Amelia | 56681 | 23 | Industrial Power Generating Company LLC | Landfill Gas | 37.3097 | -78.0589 | 0.3
2025-09 | PJM | Amelia | 56681 | 24 | Industrial Power Generating Company LLC | Landfill Gas | 37.3097 | -78.0589 | 0.3
2025-09 | PJM | Amelia | 56681 | 25 | Industrial Power Generating Company LLC | Landfill Gas | 37.3097 | -78.0589 | 0.3
2025-09 | PJM | Amelia | 56681 | 26 | Industrial Power Generating Company LLC | Landfill Gas | 37.3097 | -78.0589 | 0.3
2025-09 | PJM | Amelia | 56681 | 27 | Industrial Power Generating Company LLC | Landfill Gas | 37.3097 | -78.0589 | 0.3
2025-09 | PJM | Amelia | 56681 | 28 | Industrial Power Generating Company LLC | Landfill Gas | 37.3097 | -78.0589 | 0.3
2025-09 | PJM | Amelia | 56681 | 29 | Industrial Power Generating Company LLC | Landfill Gas | 37.3097 | -78.0589 | 0.3
2025-09 | PJM | Amelia | 56681 | 3 | Industrial Power Generating Company LLC | Landfill Gas | 37.3097 | -78.0589 | 0.3
2025-09 | PJM | Amelia | 56681 | 30 | Industrial Power Generating Company LLC | Landfill Gas | 37.3097 | -78.0589 | 0.3
2025-09 | PJM | Amelia | 56681 | 31 | Industrial Power Generating Company LLC | Landfill Gas | 37.3097 | -78.0589 | 0.3
2025-09 | PJM | Amelia | 56681 | 32 | Industrial Power Generating Company LLC | Landfill Gas | 37.3097 | -78.0589 | 0.3
2025-09 | PJM | Amelia | 56681 | 33 | Industrial Power Generating Company LLC | Landfill Gas | 37.3097 | -78.0589 | 0.3
2025-09 | PJM | Amelia | 56681 | 34 | Industrial Power Generating Company LLC | Landfill Gas | 37.3097 | -78.0589 | 0.3
2025-09 | PJM | Amelia | 56681 | 35 | Industrial Power Generating Company LLC | Landfill Gas | 37.3097 | -78.0589 | 0.3
2025-09 | PJM | Amelia | 56681 | 36 | Industrial Power Generating Company LLC | Landfill Gas | 37.3097 | -78.0589 | 0.3
2025-09 | PJM | Amelia | 56681 | 37 | Industrial Power Generating Company LLC | Landfill Gas | 37.3097 | -78.0589 | 0.3
2025-09 | PJM | Amelia | 56681 | 38 | Industrial Power Generating Company LLC | Landfill Gas | 37.3097 | -78.0589 | 0.3
2025-09 | PJM | Amelia | 56681 | 39 | Industrial Power Generating Company LLC | Landfill Gas | 37.3097 | -78.0589 | 0.3
2025-09 | PJM | Amelia | 56681 | 4 | Industrial Power Generating Company LLC | Landfill Gas | 37.3097 | -78.0589 | 0.3
2025-09 | PJM | Amelia | 56681 | 40 | Industrial Power Generating Company LLC | Landfill Gas | 37.3097 | -78.0589 | 0.3
2025-09 | PJM | Amelia | 56681 | 41 | Industrial Power Generating Company LLC | Landfill Gas | 37.3097 | -78.0589 | 0.3
2025-09 | PJM | Amelia | 56681 | 42 | Industrial Power Generating Company LLC | Landfill Gas | 37.3097 | -78.0589 | 0.3
2025-09 | PJM | Amelia | 56681 | 43 | Industrial Power Generating Company LLC | Landfill Gas | 37.3097 | -78.0589 | 0.3
2025-09 | PJM | Amelia | 56681 | 44 | Industrial Power Generating Company LLC | Landfill Gas | 37.3097 | -78.0589 | 0.3
2025-09 | PJM | Amelia | 56681 | 45 | Industrial Power Generating Company LLC | Landfill Gas | 37.3097 | -78.0589 | 0.3
2025-09 | PJM | Amelia | 56681 | 46 | Industrial Power Generating Company LLC | Landfill Gas | 37.3097 | -78.0589 | 0.3
2025-09 | PJM | Amelia | 56681 | 47 | Industrial Power Generating Company LLC | Landfill Gas | 37.3097 | -78.0589 | 0.3
2025-09 | PJM | Amelia | 56681 | 48 | Industrial Power Generating Company LLC | Landfill Gas | 37.3097 | -78.0589 | 0.3
2025-09 | PJM | Amelia | 56681 | 5 | Industrial Power Generating Company LLC | Landfill Gas | 37.3097 | -78.0589 | 0.3
2025-09 | PJM | Amelia | 56681 | 6 | Industrial Power Generating Company LLC | Landfill Gas | 37.3097 | -78.0589 | 0.3
2025-09 | PJM | Amelia | 56681 | 7 | Industrial Power Generating Company LLC | Landfill Gas | 37.3097 | -78.0589 | 0.3
2025-09 | PJM | Amelia | 56681 | 8 | Industrial Power Generating Company LLC | Landfill Gas | 37.3097 | -78.0589 | 0.3
2025-09 | PJM | Amelia | 56681 | 9 | Industrial Power Generating Company LLC | Landfill Gas | 37.3097 | -78.0589 | 0.3
2025-09 | PJM | Brunswick Landfill Gas | 56682 | 10 | Industrial Power Generating Company LLC | Landfill Gas | 36.7639 | -77.8108 | 0.3
2025-09 | PJM | Brunswick Landfill Gas | 56682 | 11 | Industrial Power Generating Company LLC | Landfill Gas | 36.7639 | -77.8108 | 0.3
2025-09 | PJM | Brunswick Landfill Gas | 56682 | 12 | Industrial Power Generating Company LLC | Landfill Gas | 36.7639 | -77.8108 | 0.3
2025-09 | PJM | Brunswick Landfill Gas | 56682 | 13 | Industrial Power Generating Company LLC | Landfill Gas | 36.7639 | -77.8108 | 0.3
2025-09 | PJM | Brunswick Landfill Gas | 56682 | 14 | Industrial Power Generating Company LLC | Landfill Gas | 36.7639 | -77.8108 | 0.3
2025-09 | PJM | Brunswick Landfill Gas | 56682 | 15 | Industrial Power Generating Company LLC | Landfill Gas | 36.7639 | -77.8108 | 0.3
2025-09 | PJM | Brunswick Landfill Gas | 56682 | 16 | Industrial Power Generating Company LLC | Landfill Gas | 36.7639 | -77.8108 | 0.3
2025-09 | PJM | Brunswick Landfill Gas | 56682 | 17 | Industrial Power Generating Company LLC | Landfill Gas | 36.7639 | -77.8108 | 0.3
2025-09 | PJM | Brunswick Landfill Gas | 56682 | 18 | Industrial Power Generating Company LLC | Landfill Gas | 36.7639 | -77.8108 | 0.3
2025-09 | PJM | Brunswick Landfill Gas | 56682 | 19 | Industrial Power Generating Company LLC | Landfill Gas | 36.7639 | -77.8108 | 0.3
2025-09 | PJM | Brunswick Landfill Gas | 56682 | 2 | Industrial Power Generating Company LLC | Landfill Gas | 36.7639 | -77.8108 | 0.3
2025-09 | PJM | Brunswick Landfill Gas | 56682 | 20 | Industrial Power Generating Company LLC | Landfill Gas | 36.7639 | -77.8108 | 0.3
2025-09 | PJM | Brunswick Landfill Gas | 56682 | 21 | Industrial Power Generating Company LLC | Landfill Gas | 36.7639 | -77.8108 | 0.3
2025-09 | PJM | Brunswick Landfill Gas | 56682 | 22 | Industrial Power Generating Company LLC | Landfill Gas | 36.7639 | -77.8108 | 0.3
2025-09 | PJM | Brunswick Landfill Gas | 56682 | 23 | Industrial Power Generating Company LLC | Landfill Gas | 36.7639 | -77.8108 | 0.3
2025-09 | PJM | Brunswick Landfill Gas | 56682 | 24 | Industrial Power Generating Company LLC | Landfill Gas | 36.7639 | -77.8108 | 0.3
2025-09 | PJM | Brunswick Landfill Gas | 56682 | 25 | Industrial Power Generating Company LLC | Landfill Gas | 36.7639 | -77.8108 | 0.3
2025-09 | PJM | Brunswick Landfill Gas | 56682 | 26 | Industrial Power Generating Company LLC | Landfill Gas | 36.7639 | -77.8108 | 0.3
2025-09 | PJM | Brunswick Landfill Gas | 56682 | 27 | Industrial Power Generating Company LLC | Landfill Gas | 36.7639 | -77.8108 | 0.3
2025-09 | PJM | Brunswick Landfill Gas | 56682 | 28 | Industrial Power Generating Company LLC | Landfill Gas | 36.7639 | -77.8108 | 0.3
2025-09 | PJM | Brunswick Landfill Gas | 56682 | 29 | Industrial Power Generating Company LLC | Landfill Gas | 36.7639 | -77.8108 | 0.3
2025-09 | PJM | Brunswick Landfill Gas | 56682 | 3 | Industrial Power Generating Company LLC | Landfill Gas | 36.7639 | -77.8108 | 0.3
2025-09 | PJM | Brunswick Landfill Gas | 56682 | 30 | Industrial Power Generating Company LLC | Landfill Gas | 36.7639 | -77.8108 | 0.3
2025-09 | PJM | Brunswick Landfill Gas | 56682 | 31 | Industrial Power Generating Company LLC | Landfill Gas | 36.7639 | -77.8108 | 0.3
2025-09 | PJM | Brunswick Landfill Gas | 56682 | 32 | Industrial Power Generating Company LLC | Landfill Gas | 36.7639 | -77.8108 | 0.3
2025-09 | PJM | Brunswick Landfill Gas | 56682 | 33 | Industrial Power Generating Company LLC | Landfill Gas | 36.7639 | -77.8108 | 0.3
2025-09 | PJM | Brunswick Landfill Gas | 56682 | 34 | Industrial Power Generating Company LLC | Landfill Gas | 36.7639 | -77.8108 | 0.3
2025-09 | PJM | Brunswick Landfill Gas | 56682 | 35 | Industrial Power Generating Company LLC | Landfill Gas | 36.7639 | -77.8108 | 0.3
2025-09 | PJM | Brunswick Landfill Gas | 56682 | 36 | Industrial Power Generating Company LLC | Landfill Gas | 36.7639 | -77.8108 | 0.3
2025-09 | PJM | Brunswick Landfill Gas | 56682 | 4 | Industrial Power Generating Company LLC | Landfill Gas | 36.7639 | -77.8108 | 0.3
2025-09 | PJM | Brunswick Landfill Gas | 56682 | 5 | Industrial Power Generating Company LLC | Landfill Gas | 36.7639 | -77.8108 | 0.3
2025-09 | PJM | Brunswick Landfill Gas | 56682 | 6 | Industrial Power Generating Company LLC | Landfill Gas | 36.7639 | -77.8108 | 0.3
2025-09 | PJM | Brunswick Landfill Gas | 56682 | 7 | Industrial Power Generating Company LLC | Landfill Gas | 36.7639 | -77.8108 | 0.3
2025-09 | PJM | Brunswick Landfill Gas | 56682 | 8 | Industrial Power Generating Company LLC | Landfill Gas | 36.7639 | -77.8108 | 0.3
2025-09 | PJM | Brunswick Landfill Gas | 56682 | 9 | Industrial Power Generating Company LLC | Landfill Gas | 36.7639 | -77.8108 | 0.3
2025-09 | PJM | Charles City | 56683 | 1 | Industrial Power Generating Company LLC | Landfill Gas | 37.4389 | -77.1286 | 0.3
2025-09 | PJM | Charles City | 56683 | 10 | Industrial Power Generating Company LLC | Landfill Gas | 37.4389 | -77.1286 | 0.3
2025-09 | PJM | Charles City | 56683 | 11 | Industrial Power Generating Company LLC | Landfill Gas | 37.4389 | -77.1286 | 0.3
2025-09 | PJM | Charles City | 56683 | 12 | Industrial Power Generating Company LLC | Landfill Gas | 37.4389 | -77.1286 | 0.3
2025-09 | PJM | Charles City | 56683 | 13 | Industrial Power Generating Company LLC | Landfill Gas | 37.4389 | -77.1286 | 0.3
2025-09 | PJM | Charles City | 56683 | 14 | Industrial Power Generating Company LLC | Landfill Gas | 37.4389 | -77.1286 | 0.3
2025-09 | PJM | Charles City | 56683 | 15 | Industrial Power Generating Company LLC | Landfill Gas | 37.4389 | -77.1286 | 0.3
2025-09 | PJM | Charles City | 56683 | 16 | Industrial Power Generating Company LLC | Landfill Gas | 37.4389 | -77.1286 | 0.3
2025-09 | PJM | Charles City | 56683 | 17 | Industrial Power Generating Company LLC | Landfill Gas | 37.4389 | -77.1286 | 0.3
2025-09 | PJM | Charles City | 56683 | 18 | Industrial Power Generating Company LLC | Landfill Gas | 37.4389 | -77.1286 | 0.3
2025-09 | PJM | Charles City | 56683 | 19 | Industrial Power Generating Company LLC | Landfill Gas | 37.4389 | -77.1286 | 0.3
2025-09 | PJM | Charles City | 56683 | 2 | Industrial Power Generating Company LLC | Landfill Gas | 37.4389 | -77.1286 | 0.3
2025-09 | PJM | Charles City | 56683 | 20 | Industrial Power Generating Company LLC | Landfill Gas | 37.4389 | -77.1286 | 0.3
2025-09 | PJM | Charles City | 56683 | 21 | Industrial Power Generating Company LLC | Landfill Gas | 37.4389 | -77.1286 | 0.3
2025-09 | PJM | Charles City | 56683 | 22 | Industrial Power Generating Company LLC | Landfill Gas | 37.4389 | -77.1286 | 0.3
2025-09 | PJM | Charles City | 56683 | 23 | Industrial Power Generating Company LLC | Landfill Gas | 37.4389 | -77.1286 | 0.3
2025-09 | PJM | Charles City | 56683 | 24 | Industrial Power Generating Company LLC | Landfill Gas | 37.4389 | -77.1286 | 0.3
2025-09 | PJM | Charles City | 56683 | 25 | Industrial Power Generating Company LLC | Landfill Gas | 37.4389 | -77.1286 | 0.3
2025-09 | PJM | Charles City | 56683 | 26 | Industrial Power Generating Company LLC | Landfill Gas | 37.4389 | -77.1286 | 0.3
2025-09 | PJM | Charles City | 56683 | 27 | Industrial Power Generating Company LLC | Landfill Gas | 37.4389 | -77.1286 | 0.3
2025-09 | PJM | Charles City | 56683 | 28 | Industrial Power Generating Company LLC | Landfill Gas | 37.4389 | -77.1286 | 0.3
2025-09 | PJM | Charles City | 56683 | 29 | Industrial Power Generating Company LLC | Landfill Gas | 37.4389 | -77.1286 | 0.3
2025-09 | PJM | Charles City | 56683 | 3 | Industrial Power Generating Company LLC | Landfill Gas | 37.4389 | -77.1286 | 0.3
2025-09 | PJM | Charles City | 56683 | 30 | Industrial Power Generating Company LLC | Landfill Gas | 37.4389 | -77.1286 | 0.3
2025-09 | PJM | Charles City | 56683 | 31 | Industrial Power Generating Company LLC | Landfill Gas | 37.4389 | -77.1286 | 0.3
2025-09 | PJM | Charles City | 56683 | 32 | Industrial Power Generating Company LLC | Landfill Gas | 37.4389 | -77.1286 | 0.3
2025-09 | PJM | Charles City | 56683 | 33 | Industrial Power Generating Company LLC | Landfill Gas | 37.4389 | -77.1286 | 0.3
2025-09 | PJM | Charles City | 56683 | 34 | Industrial Power Generating Company LLC | Landfill Gas | 37.4389 | -77.1286 | 0.3
2025-09 | PJM | Charles City | 56683 | 35 | Industrial Power Generating Company LLC | Landfill Gas | 37.4389 | -77.1286 | 0.3
2025-09 | PJM | Charles City | 56683 | 36 | Industrial Power Generating Company LLC | Landfill Gas | 37.4389 | -77.1286 | 0.3
2025-09 | PJM | Charles City | 56683 | 37 | Industrial Power Generating Company LLC | Landfill Gas | 37.4389 | -77.1286 | 0.3
2025-09 | PJM | Charles City | 56683 | 38 | Industrial Power Generating Company LLC | Landfill Gas | 37.4389 | -77.1286 | 0.3
2025-09 | PJM | Charles City | 56683 | 39 | Industrial Power Generating Company LLC | Landfill Gas | 37.4389 | -77.1286 | 0.3
2025-09 | PJM | Charles City | 56683 | 4 | Industrial Power Generating Company LLC | Landfill Gas | 37.4389 | -77.1286 | 0.3
2025-09 | PJM | Charles City | 56683 | 40 | Industrial Power Generating Company LLC | Landfill Gas | 37.4389 | -77.1286 | 0.3
2025-09 | PJM | Charles City | 56683 | 41 | Industrial Power Generating Company LLC | Landfill Gas | 37.4389 | -77.1286 | 0.3
2025-09 | PJM | Charles City | 56683 | 42 | Industrial Power Generating Company LLC | Landfill Gas | 37.4389 | -77.1286 | 0.3
2025-09 | PJM | Charles City | 56683 | 43 | Industrial Power Generating Company LLC | Landfill Gas | 37.4389 | -77.1286 | 0.3
2025-09 | PJM | Charles City | 56683 | 44 | Industrial Power Generating Company LLC | Landfill Gas | 37.4389 | -77.1286 | 0.3
2025-09 | PJM | Charles City | 56683 | 45 | Industrial Power Generating Company LLC | Landfill Gas | 37.4389 | -77.1286 | 0.3
2025-09 | PJM | Charles City | 56683 | 46 | Industrial Power Generating Company LLC | Landfill Gas | 37.4389 | -77.1286 | 0.3
2025-09 | PJM | Charles City | 56683 | 47 | Industrial Power Generating Company LLC | Landfill Gas | 37.4389 | -77.1286 | 0.3
2025-09 | PJM | Charles City | 56683 | 48 | Industrial Power Generating Company LLC | Landfill Gas | 37.4389 | -77.1286 | 0.3
2025-09 | PJM | Charles City | 56683 | 5 | Industrial Power Generating Company LLC | Landfill Gas | 37.4389 | -77.1286 | 0.3
2025-09 | PJM | Charles City | 56683 | 6 | Industrial Power Generating Company LLC | Landfill Gas | 37.4389 | -77.1286 | 0.3
2025-09 | PJM | Charles City | 56683 | 7 | Industrial Power Generating Company LLC | Landfill Gas | 37.4389 | -77.1286 | 0.3
2025-09 | PJM | Charles City | 56683 | 8 | Industrial Power Generating Company LLC | Landfill Gas | 37.4389 | -77.1286 | 0.3
2025-09 | PJM | Charles City | 56683 | 9 | Industrial Power Generating Company LLC | Landfill Gas | 37.4389 | -77.1286 | 0.3
2025-09 | PJM | Chesterfield Landfill Gas | 56684 | 1 | Industrial Power Generating Company LLC | Petroleum Liquids | 37.3517 | -77.4969 | 0.3
2025-09 | PJM | Chesterfield Landfill Gas | 56684 | 10 | Industrial Power Generating Company LLC | Petroleum Liquids | 37.3517 | -77.4969 | 0.3
2025-09 | PJM | Chesterfield Landfill Gas | 56684 | 11 | Industrial Power Generating Company LLC | Petroleum Liquids | 37.3517 | -77.4969 | 0.3
2025-09 | PJM | Chesterfield Landfill Gas | 56684 | 12 | Industrial Power Generating Company LLC | Petroleum Liquids | 37.3517 | -77.4969 | 0.3
2025-09 | PJM | Chesterfield Landfill Gas | 56684 | 13 | Industrial Power Generating Company LLC | Petroleum Liquids | 37.3517 | -77.4969 | 0.3
2025-09 | PJM | Chesterfield Landfill Gas | 56684 | 14 | Industrial Power Generating Company LLC | Petroleum Liquids | 37.3517 | -77.4969 | 0.3
2025-09 | PJM | Chesterfield Landfill Gas | 56684 | 15 | Industrial Power Generating Company LLC | Petroleum Liquids | 37.3517 | -77.4969 | 0.3
2025-09 | PJM | Chesterfield Landfill Gas | 56684 | 16 | Industrial Power Generating Company LLC | Petroleum Liquids | 37.3517 | -77.4969 | 0.3
2025-09 | PJM | Chesterfield Landfill Gas | 56684 | 17 | Industrial Power Generating Company LLC | Petroleum Liquids | 37.3517 | -77.4969 | 0.3
2025-09 | PJM | Chesterfield Landfill Gas | 56684 | 18 | Industrial Power Generating Company LLC | Petroleum Liquids | 37.3517 | -77.4969 | 0.3
2025-09 | PJM | Chesterfield Landfill Gas | 56684 | 19 | Industrial Power Generating Company LLC | Petroleum Liquids | 37.3517 | -77.4969 | 0.3
2025-09 | PJM | Chesterfield Landfill Gas | 56684 | 2 | Industrial Power Generating Company LLC | Petroleum Liquids | 37.3517 | -77.4969 | 0.3
2025-09 | PJM | Chesterfield Landfill Gas | 56684 | 20 | Industrial Power Generating Company LLC | Petroleum Liquids | 37.3517 | -77.4969 | 0.3
2025-09 | PJM | Chesterfield Landfill Gas | 56684 | 21 | Industrial Power Generating Company LLC | Petroleum Liquids | 37.3517 | -77.4969 | 0.3
2025-09 | PJM | Chesterfield Landfill Gas | 56684 | 22 | Industrial Power Generating Company LLC | Petroleum Liquids | 37.3517 | -77.4969 | 0.3
2025-09 | PJM | Chesterfield Landfill Gas | 56684 | 23 | Industrial Power Generating Company LLC | Petroleum Liquids | 37.3517 | -77.4969 | 0.3
2025-09 | PJM | Chesterfield Landfill Gas | 56684 | 24 | Industrial Power Generating Company LLC | Petroleum Liquids | 37.3517 | -77.4969 | 0.3
2025-09 | PJM | Chesterfield Landfill Gas | 56684 | 25 | Industrial Power Generating Company LLC | Petroleum Liquids | 37.3517 | -77.4969 | 0.3
2025-09 | PJM | Chesterfield Landfill Gas | 56684 | 26 | Industrial Power Generating Company LLC | Petroleum Liquids | 37.3517 | -77.4969 | 0.3
2025-09 | PJM | Chesterfield Landfill Gas | 56684 | 27 | Industrial Power Generating Company LLC | Petroleum Liquids | 37.3517 | -77.4969 | 0.3
2025-09 | PJM | Chesterfield Landfill Gas | 56684 | 28 | Industrial Power Generating Company LLC | Petroleum Liquids | 37.3517 | -77.4969 | 0.3
2025-09 | PJM | Chesterfield Landfill Gas | 56684 | 29 | Industrial Power Generating Company LLC | Petroleum Liquids | 37.3517 | -77.4969 | 0.3
2025-09 | PJM | Chesterfield Landfill Gas | 56684 | 3 | Industrial Power Generating Company LLC | Petroleum Liquids | 37.3517 | -77.4969 | 0.3
2025-09 | PJM | Chesterfield Landfill Gas | 56684 | 30 | Industrial Power Generating Company LLC | Petroleum Liquids | 37.3517 | -77.4969 | 0.3
2025-09 | PJM | Chesterfield Landfill Gas | 56684 | 31 | Industrial Power Generating Company LLC | Petroleum Liquids | 37.3517 | -77.4969 | 0.3
2025-09 | PJM | Chesterfield Landfill Gas | 56684 | 32 | Industrial Power Generating Company LLC | Petroleum Liquids | 37.3517 | -77.4969 | 0.3
2025-09 | PJM | Chesterfield Landfill Gas | 56684 | 33 | Industrial Power Generating Company LLC | Petroleum Liquids | 37.3517 | -77.4969 | 0.3
2025-09 | PJM | Chesterfield Landfill Gas | 56684 | 34 | Industrial Power Generating Company LLC | Petroleum Liquids | 37.3517 | -77.4969 | 0.3
2025-09 | PJM | Chesterfield Landfill Gas | 56684 | 35 | Industrial Power Generating Company LLC | Petroleum Liquids | 37.3517 | -77.4969 | 0.3
2025-09 | PJM | Chesterfield Landfill Gas | 56684 | 36 | Industrial Power Generating Company LLC | Petroleum Liquids | 37.3517 | -77.4969 | 0.3
2025-09 | PJM | Chesterfield Landfill Gas | 56684 | 37 | Industrial Power Generating Company LLC | Petroleum Liquids | 37.3517 | -77.4969 | 0.3
2025-09 | PJM | Chesterfield Landfill Gas | 56684 | 38 | Industrial Power Generating Company LLC | Petroleum Liquids | 37.3517 | -77.4969 | 0.3
2025-09 | PJM | Chesterfield Landfill Gas | 56684 | 39 | Industrial Power Generating Company LLC | Petroleum Liquids | 37.3517 | -77.4969 | 0.3
2025-09 | PJM | Chesterfield Landfill Gas | 56684 | 4 | Industrial Power Generating Company LLC | Petroleum Liquids | 37.3517 | -77.4969 | 0.3
2025-09 | PJM | Chesterfield Landfill Gas | 56684 | 40 | Industrial Power Generating Company LLC | Petroleum Liquids | 37.3517 | -77.4969 | 0.3
2025-09 | PJM | Chesterfield Landfill Gas | 56684 | 41 | Industrial Power Generating Company LLC | Petroleum Liquids | 37.3517 | -77.4969 | 0.3
2025-09 | PJM | Chesterfield Landfill Gas | 56684 | 42 | Industrial Power Generating Company LLC | Petroleum Liquids | 37.3517 | -77.4969 | 0.3
2025-09 | PJM | Chesterfield Landfill Gas | 56684 | 43 | Industrial Power Generating Company LLC | Petroleum Liquids | 37.3517 | -77.4969 | 0.3
2025-09 | PJM | Chesterfield Landfill Gas | 56684 | 44 | Industrial Power Generating Company LLC | Petroleum Liquids | 37.3517 | -77.4969 | 0.3
2025-09 | PJM | Chesterfield Landfill Gas | 56684 | 45 | Industrial Power Generating Company LLC | Petroleum Liquids | 37.3517 | -77.4969 | 0.3
2025-09 | PJM | Chesterfield Landfill Gas | 56684 | 46 | Industrial Power Generating Company LLC | Petroleum Liquids | 37.3517 | -77.4969 | 0.3
2025-09 | PJM | Chesterfield Landfill Gas | 56684 | 47 | Industrial Power Generating Company LLC | Petroleum Liquids | 37.3517 | -77.4969 | 0.3
2025-09 | PJM | Chesterfield Landfill Gas | 56684 | 48 | Industrial Power Generating Company LLC | Petroleum Liquids | 37.3517 | -77.4969 | 0.3
2025-09 | PJM | Chesterfield Landfill Gas | 56684 | 5 | Industrial Power Generating Company LLC | Petroleum Liquids | 37.3517 | -77.4969 | 0.3
2025-09 | PJM | Chesterfield Landfill Gas | 56684 | 6 | Industrial Power Generating Company LLC | Petroleum Liquids | 37.3517 | -77.4969 | 0.3
2025-09 | PJM | Chesterfield Landfill Gas | 56684 | 7 | Industrial Power Generating Company LLC | Petroleum Liquids | 37.3517 | -77.4969 | 0.3
2025-09 | PJM | Chesterfield Landfill Gas | 56684 | 8 | Industrial Power Generating Company LLC | Petroleum Liquids | 37.3517 | -77.4969 | 0.3
2025-09 | PJM | Chesterfield Landfill Gas | 56684 | 9 | Industrial Power Generating Company LLC | Petroleum Liquids | 37.3517 | -77.4969 | 0.3
2025-09 | PJM | King & Queen | 56686 | 1 | Industrial Power Generating Company LLC | Landfill Gas | 37.6711 | -76.76 | 0.3
2025-09 | PJM | King & Queen | 56686 | 10 | Industrial Power Generating Company LLC | Landfill Gas | 37.6711 | -76.76 | 0.3
2025-09 | PJM | King & Queen | 56686 | 11 | Industrial Power Generating Company LLC | Landfill Gas | 37.6711 | -76.76 | 0.3
2025-09 | PJM | King & Queen | 56686 | 12 | Industrial Power Generating Company LLC | Landfill Gas | 37.6711 | -76.76 | 0.3
2025-09 | PJM | King & Queen | 56686 | 13 | Industrial Power Generating Company LLC | Landfill Gas | 37.6711 | -76.76 | 0.3
2025-09 | PJM | King & Queen | 56686 | 14 | Industrial Power Generating Company LLC | Landfill Gas | 37.6711 | -76.76 | 0.3
2025-09 | PJM | King & Queen | 56686 | 15 | Industrial Power Generating Company LLC | Landfill Gas | 37.6711 | -76.76 | 0.3
2025-09 | PJM | King & Queen | 56686 | 16 | Industrial Power Generating Company LLC | Landfill Gas | 37.6711 | -76.76 | 0.3
2025-09 | PJM | King & Queen | 56686 | 17 | Industrial Power Generating Company LLC | Landfill Gas | 37.6711 | -76.76 | 0.3
2025-09 | PJM | King & Queen | 56686 | 18 | Industrial Power Generating Company LLC | Landfill Gas | 37.6711 | -76.76 | 0.3
2025-09 | PJM | King & Queen | 56686 | 19 | Industrial Power Generating Company LLC | Landfill Gas | 37.6711 | -76.76 | 0.3
2025-09 | PJM | King & Queen | 56686 | 2 | Industrial Power Generating Company LLC | Landfill Gas | 37.6711 | -76.76 | 0.3
2025-09 | PJM | King & Queen | 56686 | 20 | Industrial Power Generating Company LLC | Landfill Gas | 37.6711 | -76.76 | 0.3
2025-09 | PJM | King & Queen | 56686 | 21 | Industrial Power Generating Company LLC | Landfill Gas | 37.6711 | -76.76 | 0.3
2025-09 | PJM | King & Queen | 56686 | 22 | Industrial Power Generating Company LLC | Landfill Gas | 37.6711 | -76.76 | 0.3
2025-09 | PJM | King & Queen | 56686 | 23 | Industrial Power Generating Company LLC | Landfill Gas | 37.6711 | -76.76 | 0.3
2025-09 | PJM | King & Queen | 56686 | 24 | Industrial Power Generating Company LLC | Landfill Gas | 37.6711 | -76.76 | 0.3
2025-09 | PJM | King & Queen | 56686 | 25 | Industrial Power Generating Company LLC | Landfill Gas | 37.6711 | -76.76 | 0.3
2025-09 | PJM | King & Queen | 56686 | 26 | Industrial Power Generating Company LLC | Landfill Gas | 37.6711 | -76.76 | 0.3
2025-09 | PJM | King & Queen | 56686 | 27 | Industrial Power Generating Company LLC | Landfill Gas | 37.6711 | -76.76 | 0.3
2025-09 | PJM | King & Queen | 56686 | 28 | Industrial Power Generating Company LLC | Landfill Gas | 37.6711 | -76.76 | 0.3
2025-09 | PJM | King & Queen | 56686 | 29 | Industrial Power Generating Company LLC | Landfill Gas | 37.6711 | -76.76 | 0.3
2025-09 | PJM | King & Queen | 56686 | 3 | Industrial Power Generating Company LLC | Landfill Gas | 37.6711 | -76.76 | 0.3
2025-09 | PJM | King & Queen | 56686 | 30 | Industrial Power Generating Company LLC | Landfill Gas | 37.6711 | -76.76 | 0.3
2025-09 | PJM | King & Queen | 56686 | 31 | Industrial Power Generating Company LLC | Landfill Gas | 37.6711 | -76.76 | 0.3
2025-09 | PJM | King & Queen | 56686 | 32 | Industrial Power Generating Company LLC | Landfill Gas | 37.6711 | -76.76 | 0.3
2025-09 | PJM | King & Queen | 56686 | 33 | Industrial Power Generating Company LLC | Landfill Gas | 37.6711 | -76.76 | 0.3
2025-09 | PJM | King & Queen | 56686 | 34 | Industrial Power Generating Company LLC | Landfill Gas | 37.6711 | -76.76 | 0.3
2025-09 | PJM | King & Queen | 56686 | 35 | Industrial Power Generating Company LLC | Landfill Gas | 37.6711 | -76.76 | 0.3
2025-09 | PJM | King & Queen | 56686 | 36 | Industrial Power Generating Company LLC | Landfill Gas | 37.6711 | -76.76 | 0.3
2025-09 | PJM | King & Queen | 56686 | 4 | Industrial Power Generating Company LLC | Landfill Gas | 37.6711 | -76.76 | 0.3
2025-09 | PJM | King & Queen | 56686 | 5 | Industrial Power Generating Company LLC | Landfill Gas | 37.6711 | -76.76 | 0.3
2025-09 | PJM | King & Queen | 56686 | 6 | Industrial Power Generating Company LLC | Landfill Gas | 37.6711 | -76.76 | 0.3
2025-09 | PJM | King & Queen | 56686 | 7 | Industrial Power Generating Company LLC | Landfill Gas | 37.6711 | -76.76 | 0.3
2025-09 | PJM | King & Queen | 56686 | 8 | Industrial Power Generating Company LLC | Landfill Gas | 37.6711 | -76.76 | 0.3
2025-09 | PJM | King & Queen | 56686 | 9 | Industrial Power Generating Company LLC | Landfill Gas | 37.6711 | -76.76 | 0.3
2025-09 | PJM | Mountain View | 56687 | 1 | Industrial Power Generating Company LLC | Landfill Gas | 39.8014 | -77.7883 | 0.3
2025-09 | PJM | Mountain View | 56687 | 10 | Industrial Power Generating Company LLC | Landfill Gas | 39.8014 | -77.7883 | 0.3
2025-09 | PJM | Mountain View | 56687 | 11 | Industrial Power Generating Company LLC | Landfill Gas | 39.8014 | -77.7883 | 0.3
2025-09 | PJM | Mountain View | 56687 | 12 | Industrial Power Generating Company LLC | Landfill Gas | 39.8014 | -77.7883 | 0.3
2025-09 | PJM | Mountain View | 56687 | 13 | Industrial Power Generating Company LLC | Landfill Gas | 39.8014 | -77.7883 | 0.3
2025-09 | PJM | Mountain View | 56687 | 14 | Industrial Power Generating Company LLC | Landfill Gas | 39.8014 | -77.7883 | 0.3
2025-09 | PJM | Mountain View | 56687 | 15 | Industrial Power Generating Company LLC | Landfill Gas | 39.8014 | -77.7883 | 0.3
2025-09 | PJM | Mountain View | 56687 | 16 | Industrial Power Generating Company LLC | Landfill Gas | 39.8014 | -77.7883 | 0.3
2025-09 | PJM | Mountain View | 56687 | 17 | Industrial Power Generating Company LLC | Landfill Gas | 39.8014 | -77.7883 | 0.3
2025-09 | PJM | Mountain View | 56687 | 18 | Industrial Power Generating Company LLC | Landfill Gas | 39.8014 | -77.7883 | 0.3
2025-09 | PJM | Mountain View | 56687 | 19 | Industrial Power Generating Company LLC | Landfill Gas | 39.8014 | -77.7883 | 0.3
2025-09 | PJM | Mountain View | 56687 | 2 | Industrial Power Generating Company LLC | Landfill Gas | 39.8014 | -77.7883 | 0.3
2025-09 | PJM | Mountain View | 56687 | 20 | Industrial Power Generating Company LLC | Landfill Gas | 39.8014 | -77.7883 | 0.3
2025-09 | PJM | Mountain View | 56687 | 21 | Industrial Power Generating Company LLC | Landfill Gas | 39.8014 | -77.7883 | 0.3
2025-09 | PJM | Mountain View | 56687 | 22 | Industrial Power Generating Company LLC | Landfill Gas | 39.8014 | -77.7883 | 0.3
2025-09 | PJM | Mountain View | 56687 | 23 | Industrial Power Generating Company LLC | Landfill Gas | 39.8014 | -77.7883 | 0.3
2025-09 | PJM | Mountain View | 56687 | 24 | Industrial Power Generating Company LLC | Landfill Gas | 39.8014 | -77.7883 | 0.3
2025-09 | PJM | Mountain View | 56687 | 25 | Industrial Power Generating Company LLC | Landfill Gas | 39.8014 | -77.7883 | 0.3
2025-09 | PJM | Mountain View | 56687 | 26 | Industrial Power Generating Company LLC | Landfill Gas | 39.8014 | -77.7883 | 0.3
2025-09 | PJM | Mountain View | 56687 | 27 | Industrial Power Generating Company LLC | Landfill Gas | 39.8014 | -77.7883 | 0.3
2025-09 | PJM | Mountain View | 56687 | 28 | Industrial Power Generating Company LLC | Landfill Gas | 39.8014 | -77.7883 | 0.3
2025-09 | PJM | Mountain View | 56687 | 29 | Industrial Power Generating Company LLC | Landfill Gas | 39.8014 | -77.7883 | 0.3
2025-09 | PJM | Mountain View | 56687 | 3 | Industrial Power Generating Company LLC | Landfill Gas | 39.8014 | -77.7883 | 0.3
2025-09 | PJM | Mountain View | 56687 | 30 | Industrial Power Generating Company LLC | Landfill Gas | 39.8014 | -77.7883 | 0.3
2025-09 | PJM | Mountain View | 56687 | 31 | Industrial Power Generating Company LLC | Landfill Gas | 39.8014 | -77.7883 | 0.3
2025-09 | PJM | Mountain View | 56687 | 32 | Industrial Power Generating Company LLC | Landfill Gas | 39.8014 | -77.7883 | 0.3
2025-09 | PJM | Mountain View | 56687 | 33 | Industrial Power Generating Company LLC | Landfill Gas | 39.8014 | -77.7883 | 0.3
2025-09 | PJM | Mountain View | 56687 | 34 | Industrial Power Generating Company LLC | Landfill Gas | 39.8014 | -77.7883 | 0.3
2025-09 | PJM | Mountain View | 56687 | 35 | Industrial Power Generating Company LLC | Landfill Gas | 39.8014 | -77.7883 | 0.3
2025-09 | PJM | Mountain View | 56687 | 36 | Industrial Power Generating Company LLC | Landfill Gas | 39.8014 | -77.7883 | 0.3
2025-09 | PJM | Mountain View | 56687 | 37 | Industrial Power Generating Company LLC | Landfill Gas | 39.8014 | -77.7883 | 0.3
2025-09 | PJM | Mountain View | 56687 | 38 | Industrial Power Generating Company LLC | Landfill Gas | 39.8014 | -77.7883 | 0.3
2025-09 | PJM | Mountain View | 56687 | 39 | Industrial Power Generating Company LLC | Landfill Gas | 39.8014 | -77.7883 | 0.3
2025-09 | PJM | Mountain View | 56687 | 4 | Industrial Power Generating Company LLC | Landfill Gas | 39.8014 | -77.7883 | 0.3
2025-09 | PJM | Mountain View | 56687 | 40 | Industrial Power Generating Company LLC | Landfill Gas | 39.8014 | -77.7883 | 0.3
2025-09 | PJM | Mountain View | 56687 | 41 | Industrial Power Generating Company LLC | Landfill Gas | 39.8014 | -77.7883 | 0.3
2025-09 | PJM | Mountain View | 56687 | 42 | Industrial Power Generating Company LLC | Landfill Gas | 39.8014 | -77.7883 | 0.3
2025-09 | PJM | Mountain View | 56687 | 43 | Industrial Power Generating Company LLC | Landfill Gas | 39.8014 | -77.7883 | 0.3
2025-09 | PJM | Mountain View | 56687 | 44 | Industrial Power Generating Company LLC | Landfill Gas | 39.8014 | -77.7883 | 0.3
2025-09 | PJM | Mountain View | 56687 | 45 | Industrial Power Generating Company LLC | Landfill Gas | 39.8014 | -77.7883 | 0.3
2025-09 | PJM | Mountain View | 56687 | 46 | Industrial Power Generating Company LLC | Landfill Gas | 39.8014 | -77.7883 | 0.3
2025-09 | PJM | Mountain View | 56687 | 47 | Industrial Power Generating Company LLC | Landfill Gas | 39.8014 | -77.7883 | 0.3
2025-09 | PJM | Mountain View | 56687 | 48 | Industrial Power Generating Company LLC | Landfill Gas | 39.8014 | -77.7883 | 0.3
2025-09 | PJM | Mountain View | 56687 | 5 | Industrial Power Generating Company LLC | Landfill Gas | 39.8014 | -77.7883 | 0.3
2025-09 | PJM | Mountain View | 56687 | 6 | Industrial Power Generating Company LLC | Landfill Gas | 39.8014 | -77.7883 | 0.3
2025-09 | PJM | Mountain View | 56687 | 7 | Industrial Power Generating Company LLC | Landfill Gas | 39.8014 | -77.7883 | 0.3
2025-09 | PJM | Mountain View | 56687 | 8 | Industrial Power Generating Company LLC | Landfill Gas | 39.8014 | -77.7883 | 0.3
2025-09 | PJM | Mountain View | 56687 | 9 | Industrial Power Generating Company LLC | Landfill Gas | 39.8014 | -77.7883 | 0.3
2025-09 | PJM | Pine Grove | 56690 | 1 | Industrial Power Generating Company LLC | Landfill Gas | 40.5553 | -76.3886 | 0.3
2025-09 | PJM | Pine Grove | 56690 | 10 | Industrial Power Generating Company LLC | Landfill Gas | 40.5553 | -76.3886 | 0.3
2025-09 | PJM | Pine Grove | 56690 | 11 | Industrial Power Generating Company LLC | Landfill Gas | 40.5553 | -76.3886 | 0.3
2025-09 | PJM | Pine Grove | 56690 | 12 | Industrial Power Generating Company LLC | Landfill Gas | 40.5553 | -76.3886 | 0.3
2025-09 | PJM | Pine Grove | 56690 | 13 | Industrial Power Generating Company LLC | Landfill Gas | 40.5553 | -76.3886 | 0.3
2025-09 | PJM | Pine Grove | 56690 | 14 | Industrial Power Generating Company LLC | Landfill Gas | 40.5553 | -76.3886 | 0.3
2025-09 | PJM | Pine Grove | 56690 | 15 | Industrial Power Generating Company LLC | Landfill Gas | 40.5553 | -76.3886 | 0.3
2025-09 | PJM | Pine Grove | 56690 | 16 | Industrial Power Generating Company LLC | Landfill Gas | 40.5553 | -76.3886 | 0.3
2025-09 | PJM | Pine Grove | 56690 | 17 | Industrial Power Generating Company LLC | Landfill Gas | 40.5553 | -76.3886 | 0.3
2025-09 | PJM | Pine Grove | 56690 | 18 | Industrial Power Generating Company LLC | Landfill Gas | 40.5553 | -76.3886 | 0.3
2025-09 | PJM | Pine Grove | 56690 | 2 | Industrial Power Generating Company LLC | Landfill Gas | 40.5553 | -76.3886 | 0.3
2025-09 | PJM | Pine Grove | 56690 | 3 | Industrial Power Generating Company LLC | Landfill Gas | 40.5553 | -76.3886 | 0.3
2025-09 | PJM | Pine Grove | 56690 | 4 | Industrial Power Generating Company LLC | Landfill Gas | 40.5553 | -76.3886 | 0.3
2025-09 | PJM | Pine Grove | 56690 | 5 | Industrial Power Generating Company LLC | Landfill Gas | 40.5553 | -76.3886 | 0.3
2025-09 | PJM | Pine Grove | 56690 | 6 | Industrial Power Generating Company LLC | Landfill Gas | 40.5553 | -76.3886 | 0.3
2025-09 | PJM | Pine Grove | 56690 | 7 | Industrial Power Generating Company LLC | Landfill Gas | 40.5553 | -76.3886 | 0.3
2025-09 | PJM | Pine Grove | 56690 | 8 | Industrial Power Generating Company LLC | Landfill Gas | 40.5553 | -76.3886 | 0.3
2025-09 | PJM | Pine Grove | 56690 | 9 | Industrial Power Generating Company LLC | Landfill Gas | 40.5553 | -76.3886 | 0.3
2025-09 | PJM | Forward Windpower LLC | 56699 | 1 | Forward Windpower, LLC | Onshore Wind Turbine | 40.0853 | -78.8633 | 29.4
2025-09 | PJM | Lookout Windpower LLC | 56700 | 1 | Lookout Windpower, LLC | Onshore Wind Turbine | 39.8794 | -78.9183 | 37.8
2025-09 | PJM | Haworth Water Treatment Plant | 56701 | GEN1 | NextEra Renewable Fuels, LLC | Natural Gas Internal Combustion Engine | 40.9593 | -74.0151 | 2
2025-09 | PJM | Haworth Water Treatment Plant | 56701 | GEN2 | NextEra Renewable Fuels, LLC | Natural Gas Internal Combustion Engine | 40.9593 | -74.0151 | 2
2025-09 | PJM | Haworth Water Treatment Plant | 56701 | GEN3 | NextEra Renewable Fuels, LLC | Natural Gas Internal Combustion Engine | 40.9593 | -74.0151 | 2
2025-09 | PJM | Haworth Water Treatment Plant | 56701 | GEN4 | NextEra Renewable Fuels, LLC | Natural Gas Internal Combustion Engine | 40.9593 | -74.0151 | 2
2025-09 | PJM | Haworth Water Treatment Plant | 56701 | GEN5 | NextEra Renewable Fuels, LLC | Petroleum Liquids | 40.9593 | -74.0151 | 4
2025-09 | PJM | Haworth Water Treatment Plant | 56701 | GEN6 | NextEra Renewable Fuels, LLC | Petroleum Liquids | 40.9593 | -74.0151 | 4
2025-09 | NYIS | Lyons Falls Hydroelectric | 56703 | 1 | Northbrook Lyons Falls LLC | Conventional Hydroelectric | 43.6186 | -75.3586 | 1
2025-09 | NYIS | Lyons Falls Hydroelectric | 56703 | 6 | Northbrook Lyons Falls LLC | Conventional Hydroelectric | 43.6186 | -75.3586 | 1.2
2025-09 | NYIS | Lyons Falls Hydroelectric | 56703 | 7 | Northbrook Lyons Falls LLC | Conventional Hydroelectric | 43.6186 | -75.3586 | 1.2
2025-09 | NYIS | Lyons Falls Hydroelectric | 56703 | 8 | Northbrook Lyons Falls LLC | Conventional Hydroelectric | 43.6186 | -75.3586 | 1.3
2025-09 | NYIS | Lyons Falls Hydroelectric | 56703 | 9 | Northbrook Lyons Falls LLC | Conventional Hydroelectric | 43.6186 | -75.3586 | 0.9
2025-09 | NYIS | Gouldtown | 56704 | 3 | Northbrook Lyons Falls LLC | Conventional Hydroelectric | 43.6126 | -75.3391 | 2
2025-09 | NYIS | Kosterville | 56705 | 4 | Northbrook Lyons Falls LLC | Conventional Hydroelectric | 43.6142 | -75.3327 | 0.5
2025-09 | NYIS | Kosterville | 56705 | 5 | Northbrook Lyons Falls LLC | Conventional Hydroelectric | 43.6142 | -75.3327 | 0.5
2025-09 | ERCO | CFB Power Plant | 56708 | G2101 | Formosa Plastics Corp | Natural Gas Steam Turbine | 28.6503 | -96.5397 | 155
2025-09 | ERCO | CFB Power Plant | 56708 | G2201 | Formosa Plastics Corp | Natural Gas Steam Turbine | 28.6503 | -96.5397 | 155
2025-09 | MISO | Jeffers Wind 20 LLC | 56750 | 1 | Northern States Power Co - Minnesota | Onshore Wind Turbine | 44.0578 | -95.2525 | 50
2025-09 | ERCO | Goat Wind LP | 56754 | 1 | Goat Wind LLC | Onshore Wind Turbine | 31.9519 | -100.7914 | 80
2025-09 | ERCO | Goat Wind LP | 56754 | 2 | Goat Wind LLC | Onshore Wind Turbine | 31.9519 | -100.7914 | 69.6
2025-09 | MISO | Odin Wind Farm LLC | 56755 | 1 | Aspenall Energies (Delaware), LLC | Onshore Wind Turbine | 43.8953 | -94.9142 | 20
2025-09 | ERCO | Capricorn Ridge Wind LLC | 56763 | 1 | Capricorn Ridge Wind LLC | Onshore Wind Turbine | 31.952 | -101.0189 | 149.5
2025-09 | ERCO | Capricorn Ridge Wind LLC | 56763 | 2 | Capricorn Ridge Wind LLC | Onshore Wind Turbine | 31.952 | -101.0189 | 214.5
2025-09 | ERCO | Capricorn Ridge Wind LLC | 56763 | 3 | Capricorn Ridge Wind LLC | Onshore Wind Turbine | 31.952 | -101.0189 | 186
2025-09 | ERCO | Capricorn Ridge Wind LLC | 56763 | 4 | Capricorn Ridge Wind LLC | Onshore Wind Turbine | 31.952 | -101.0189 | 112.5
2025-09 | MISO | Winnebago Wind Power Project | 56764 | 1 | Avangrid Power LLC | Onshore Wind Turbine | 43.315 | -93.77 | 20
2025-09 | MISO | Barton Windpower LLC | 56765 | 1 | Avangrid Power LLC | Onshore Wind Turbine | 43.393 | -93.091 | 80
2025-09 | MISO | Barton Windpower LLC | 56765 | 2 | Avangrid Power LLC | Onshore Wind Turbine | 43.393 | -93.091 | 78
2025-09 | MISO | Farmers City Wind LLC | 56767 | 1 | Avangrid Power LLC | Onshore Wind Turbine | 40.575 | -95.5228 | 146
2025-09 | CISO | CalRenew-1 | 56768 | CR1 | CalRenew-1 LLC | Solar Photovoltaic | 36.7575 | -120.3658 | 5
2025-09 | PJM | Locust Ridge II LLC | 56770 | 1 | Avangrid Power LLC | Onshore Wind Turbine | 40.8411 | -76.1547 | 102
2025-09 | ERCO | Silver Star I Wind Power Project | 56771 | 1 | Silver Star I Power Partners LLC | Onshore Wind Turbine | 32.3387 | -98.4761 | 52.8
2025-09 | ERCO | McAdoo Wind Energy LLC | 56773 | 1 | Invenergy Services LLC | Onshore Wind Turbine | 33.7522 | -100.9674 | 150
2025-09 | ERCO | Turkey Track Wind Energy LLC | 56774 | 1 | Invenergy Services LLC | Onshore Wind Turbine | 32.1981 | -100.2686 | 169.5
2025-09 | ERCO | Scurry County Wind II | 56775 | 1 | Invenergy Services LLC | Onshore Wind Turbine | 32.7181 | -100.7933 | 120
2025-09 | ERCO | Gunsight Mountain Wind Energy LLC | 56776 | 1 | Invenergy Services LLC | Onshore Wind Turbine | 32.2403 | -101.4736 | 120
2025-09 | PJM | Fowler Ridge Wind Farm LLC | 56777 | FIA | AE Power Services LLC | Onshore Wind Turbine | 40.5839 | -87.3336 | 101.3
2025-09 | PJM | Fowler Ridge Wind Farm LLC | 56777 | FIB | AE Power Services LLC | Onshore Wind Turbine | 40.5839 | -87.3336 | 100
2025-09 | PJM | Fowler Ridge Wind Farm LLC | 56777 | FIC | AE Power Services LLC | Onshore Wind Turbine | 40.5839 | -87.3336 | 88
2025-09 | PJM | Fowler Ridge Wind Farm LLC | 56777 | FII | AE Power Services LLC | Onshore Wind Turbine | 40.5839 | -87.3336 | 200
2025-09 | PJM | Fowler Ridge Wind Farm LLC | 56777 | FIII | AE Power Services LLC | Onshore Wind Turbine | 40.5839 | -87.3336 | 99
2025-09 | MISO | Diamond Willow Wind Facility | 56782 | DIAW | Montana-Dakota Utilities Co | Onshore Wind Turbine | 46.2753 | -104.1836 | 30
2025-09 | ERCO | Elbow Creek Wind Project LLC | 56783 | 1 | Elbow Creek Wind Project LLC | Onshore Wind Turbine | 32.1408 | -101.3986 | 121.9
2025-09 | SWPP | Cloud County Wind Farm | 56784 | 1 | Cloud County Windfarm, LLC | Onshore Wind Turbine | 39.4375 | -97.6644 | 105
2025-09 | SWPP | Cloud County Wind Farm | 56784 | 2 | Cloud County Windfarm, LLC | Onshore Wind Turbine | 39.4375 | -97.6644 | 96
2025-09 | MISO | Spiritwood Station | 56786 | 1 | Great River Energy | Natural Gas Steam Turbine | 46.9264 | -98.4997 | 106.2
2025-09 | MISO | Geismar Cogen | 56787 | GTG | Air Liquide Large Industries U S LP | Natural Gas Fired Combustion Turbine | 30.209 | -90.9921 | 83.9
2025-09 | CISO | Dillon Wind LLC | 56791 | 1 | Avangrid Power LLC | Onshore Wind Turbine | 33.9393 | -116.5527 | 45
2025-09 | MISO | Buffalo Ridge I LLC | 56792 | 1 | Avangrid Power LLC | Onshore Wind Turbine | 44.4328 | -96.4779 | 50.4
2025-09 | MISO | Elm Creek Wind LLC | 56793 | 1 | Avangrid Power LLC | Onshore Wind Turbine | 43.7542 | -94.9497 | 99
2025-09 | MISO | Moraine II Wind LLC | 56794 | 1 | Avangrid Power LLC | Onshore Wind Turbine | 44.1238 | -96.0784 | 49.5
2025-09 | ERCO | Penascal Wind Power LLC | 56795 | 1 | Avangrid Power LLC | Onshore Wind Turbine | 27.0221 | -97.4985 | 201.6
2025-09 | PJM | South Chestnut LLC | 56796 | 1 | Avangrid Power LLC | Onshore Wind Turbine | 39.7513 | -79.7271 | 50.4
2025-09 | MISO | Pioneer Prairie Wind Farm | 56797 | 1 | Pioneer Prairie Wind Farm I, LLC | Onshore Wind Turbine | 43.4839 | -92.6131 | 300
2025-09 | ISNE | Kleen Energy Systems Project | 56798 | ST | Kleen Energy Systems, LLC | Natural Gas Fired Combined Cycle | 41.5532 | -72.5969 | 295
2025-09 | ISNE | Kleen Energy Systems Project | 56798 | U1 | Kleen Energy Systems, LLC | Natural Gas Fired Combined Cycle | 41.5532 | -72.5969 | 199
2025-09 | ISNE | Kleen Energy Systems Project | 56798 | U2 | Kleen Energy Systems, LLC | Natural Gas Fired Combined Cycle | 41.5532 | -72.5969 | 199
2025-09 | ISNE | Hull Wind II | 56800 | HW2 | Hull Municipal Light Plant | Onshore Wind Turbine | 42.2611 | -70.8564 | 1.8
2025-09 | CISO | Panoche Energy Center | 56803 | 1 | Panoche Energy Center, LLC | Natural Gas Fired Combustion Turbine | 36.6514 | -120.5833 | 108
2025-09 | CISO | Panoche Energy Center | 56803 | 2 | Panoche Energy Center, LLC | Natural Gas Fired Combustion Turbine | 36.6514 | -120.5833 | 108
2025-09 | CISO | Panoche Energy Center | 56803 | 3 | Panoche Energy Center, LLC | Natural Gas Fired Combustion Turbine | 36.6514 | -120.5833 | 108
2025-09 | CISO | Panoche Energy Center | 56803 | 4 | Panoche Energy Center, LLC | Natural Gas Fired Combustion Turbine | 36.6514 | -120.5833 | 108
2025-09 | SWPP | Red Hills Wind Project LLC | 56804 | RH | Acciona Wind Energy USA LLC | Onshore Wind Turbine | 35.535 | -99.3828 | 123
2025-09 | PJM | EcoGrove Wind LLC | 56805 | 1 | Acciona Wind Energy USA LLC | Onshore Wind Turbine | 42.4515 | -89.8784 | 100.5
2025-09 | ERCO | Cedar Bayou 4 | 56806 | 4 | NRG Cedar Bayou Development Company LLC | Natural Gas Fired Combined Cycle | 29.7516 | -94.9231 | 178.5
2025-09 | ERCO | Cedar Bayou 4 | 56806 | 41 | NRG Cedar Bayou Development Company LLC | Natural Gas Fired Combined Cycle | 29.7516 | -94.9231 | 178.5
2025-09 | ERCO | Cedar Bayou 4 | 56806 | 42 | NRG Cedar Bayou Development Company LLC | Natural Gas Fired Combined Cycle | 29.7516 | -94.9231 | 178.5
2025-09 | PJM | Bear Garden | 56807 | 1A | Virginia Electric & Power Co | Natural Gas Fired Combined Cycle | 37.6956 | -78.2853 | 145
2025-09 | PJM | Bear Garden | 56807 | 1B | Virginia Electric & Power Co | Natural Gas Fired Combined Cycle | 37.6956 | -78.2853 | 152
2025-09 | PJM | Bear Garden | 56807 | 1C | Virginia Electric & Power Co | Natural Gas Fired Combined Cycle | 37.6956 | -78.2853 | 262
2025-09 | PJM | Virginia City Hybrid Energy Center | 56808 | 1 | Virginia Electric & Power Co | Conventional Steam Coal | 36.9164 | -82.3381 | 668
2025-09 | MISO | Carroll Wind Farm | 56809 | CWF | MidAmerican Energy Co | Onshore Wind Turbine | 42.1622 | -94.93 | 159.1
2025-09 | MISO | Adair Wind Farm | 56810 | AWF | MidAmerican Energy Co | Onshore Wind Turbine | 41.4236 | -94.665 | 174.8
2025-09 | MISO | Walnut Wind Farm | 56811 | WWF | MidAmerican Energy Co | Onshore Wind Turbine | 41.4517 | -95.2383 | 165.2
2025-09 | CISO | CSU Fresno Solar Project | 56813 | 1 | MMA Fresno Power LP | Solar Photovoltaic | 36.8098 | -119.7417 | 0.5
2025-09 | CISO | CSU Fresno Solar Project | 56813 | 2 | MMA Fresno Power LP | Solar Photovoltaic | 36.8098 | -119.7417 | 0.5
2025-09 | CISO | ELACC Photovoltaic Power Facility | 56814 | PV1 | MMA LA Power LP | Solar Photovoltaic | 34.0403 | -118.1481 | 0.5
2025-09 | CISO | ELACC Photovoltaic Power Facility | 56814 | PV2 | MMA LA Power LP | Solar Photovoltaic | 34.0403 | -118.1481 | 0.5
2025-09 | SWPP | Central Plains Wind Farm | 56818 | 1 | Evergy Kansas Central, Inc | Onshore Wind Turbine | 38.5032 | -101.1615 | 99
2025-09 | SWPP | Flat Ridge Wind Farm | 56819 | 1 | Evergy Kansas Central, Inc | Onshore Wind Turbine | 37.3692 | -98.4603 | 50
2025-09 | ERCO | Hackberry Wind Farm | 56823 | HWFG1 | Hackberry Wind LLC | Onshore Wind Turbine | 32.7683 | -99.4228 | 165.6
2025-09 | MISO | Marshall Wind 2 LLC | 56824 | 1 | Marshall Wind Farm, LLC | Onshore Wind Turbine | 44.3236 | -95.8222 | 4.2
2025-09 | MISO | Marshall Wind 3 LLC | 56825 | 1 | Marshall Wind Farm, LLC | Onshore Wind Turbine | 44.3211 | -95.7942 | 4.2
2025-09 | MISO | Marshall Wind 4 LLC | 56826 | 1 | Marshall Wind Farm, LLC | Onshore Wind Turbine | 44.3361 | -95.8242 | 4.2
2025-09 | MISO | Marshall Wind 5 LLC | 56827 | 1 | Marshall Wind Farm, LLC | Onshore Wind Turbine | 44.3303 | -95.8344 | 2.1
2025-09 | MISO | Marshall Wind 6 LLC | 56828 | 1 | Marshall Wind Farm, LLC | Onshore Wind Turbine | 44.3308 | -95.8297 | 2.1
2025-09 | ISNE | Kibby Wind Facility | 56829 | 1 | Helix Maine Wind Development, LLC | Onshore Wind Turbine | 45.3853 | -70.5258 | 66
2025-09 | ISNE | Kibby Wind Facility | 56829 | 2 | Helix Maine Wind Development, LLC | Onshore Wind Turbine | 45.3853 | -70.5258 | 66
2025-09 | MISO | Crane Creek Wind Energy Center | 56831 | 1 | Wisconsin Public Service Corp | Onshore Wind Turbine | 43.3978 | -92.4736 | 99
2025-09 | SWPP | OREG 1 Inc | 56833 | CS10 | Ormat Nevada Inc | All Other | 48.2139 | -104.3975 | 7.5
2025-09 | SWPP | OREG 1 Inc | 56833 | CS11 | Ormat Nevada Inc | All Other | 48.2139 | -104.3975 | 7.5
2025-09 | SWPP | OREG 1 Inc | 56833 | CS7 | Ormat Nevada Inc | All Other | 48.2139 | -104.3975 | 7.5
2025-09 | SWPP | OREG 1 Inc | 56833 | CS9 | Ormat Nevada Inc | All Other | 48.2139 | -104.3975 | 7.5
2025-09 | SWPP | Ribeye Wind (11) LLC | 56835 | 1 | UPC Power Solutions | Onshore Wind Turbine | 35.8119 | -101.9789 | 10
2025-09 | SWPP | T-Bone Wind (10) LLC | 56836 | 1 | UPC Power Solutions | Onshore Wind Turbine | 35.8081 | -101.9986 | 8.8
2025-09 | SWPP | Tri-Tip Wind (9) LLC | 56837 | 1 | UPC Power Solutions | Onshore Wind Turbine | 35.9614 | -101.8033 | 10
2025-09 | SWPP | Brisket Wind (8) LLC | 56838 | 1 | UPC Power Solutions | Onshore Wind Turbine | 36.0075 | -101.8614 | 10
2025-09 | SWPP | Flat Iron Wind (7) LLC | 56839 | 1 | UPC Power Solutions | Onshore Wind Turbine | 36.0264 | -101.9 | 10
2025-09 | MISO | Marshall Wind 1 LLC | 56840 | 1 | Marshall Wind Farm, LLC | Onshore Wind Turbine | 44.3253 | -95.8142 | 2.1
2025-09 | PJM | CPV St Charles Energy Center | 56846 | GTG1 | CPV Maryland LLC | Natural Gas Fired Combined Cycle | 38.5686 | -76.8919 | 223.6
2025-09 | PJM | CPV St Charles Energy Center | 56846 | GTG2 | CPV Maryland LLC | Natural Gas Fired Combined Cycle | 38.5686 | -76.8919 | 223.6
2025-09 | PJM | CPV St Charles Energy Center | 56846 | STGEN | CPV Maryland LLC | Natural Gas Fired Combined Cycle | 38.5686 | -76.8919 | 328.1
2025-09 | ISNE | Plainfield Renewable Energy LLC | 56847 | STG | Plainfield Renewable Energy, LLC | Wood/Wood Waste Biomass | 41.6644 | -71.9242 | 43
2025-09 | PJM | Haverhill North Cogeneration Facility | 56848 | SCKG1 | SunCoke Energy, Inc. | Other Gases | 38.5967 | -82.8286 | 67
2025-09 | PJM | Lanchester Generating Station | 56850 | 1 | Energy Developments, Inc d/b/a EDL | Landfill Gas | 40.1108 | -75.9547 | 1.6
2025-09 | PJM | Lanchester Generating Station | 56850 | 2 | Energy Developments, Inc d/b/a EDL | Landfill Gas | 40.1108 | -75.9547 | 1.6
2025-09 | MISO | Bryon Center | 56851 | 1 | Energy Developments, Inc d/b/a EDL | Landfill Gas | 42.7814 | -85.6728 | 1.6
2025-09 | MISO | Bryon Center | 56851 | 2 | Energy Developments, Inc d/b/a EDL | Landfill Gas | 42.7814 | -85.6728 | 1.6
2025-09 | MISO | Bryon Center | 56851 | 3 | Energy Developments, Inc d/b/a EDL | Landfill Gas | 42.7814 | -85.6728 | 1.6
2025-09 | MISO | Pinconning White Feather | 56852 | 1 | Energy Developments, Inc d/b/a EDL | Landfill Gas | 43.8983 | -83.9494 | 1.6
2025-09 | MISO | Pinconning White Feather | 56852 | 2 | Energy Developments, Inc d/b/a EDL | Landfill Gas | 43.8983 | -83.9494 | 1.6
2025-09 | MISO | Rail Splitter Wind Farm | 56856 | GEN1 | Rail Splitter Wind Farm LLC | Onshore Wind Turbine | 40.3692 | -89.4022 | 100.5
2025-09 | NYIS | Marble River Wind Farm | 56857 | GEN1 | Marble River, LLC | Onshore Wind Turbine | 44.9758 | -73.9297 | 215.3
2025-09 | SWPP | Crosswind Energy Project | 56859 | 1 | Junction Hilltop Management LLC | Onshore Wind Turbine | 43.0475 | -94.9228 | 21
2025-09 | MISO | Hardin Hilltop Wind LLC | 56860 | 1 | Junction Hilltop Management LLC | Onshore Wind Turbine | 42.0822 | -94.365 | 14.7
2025-09 | CISO | Bolthouse S&P and Rowen Farms Solar | 56862 | 1 | MMA WBF Power LP | Solar Photovoltaic | 34.5644 | -117.6933 | 0.3
2025-09 | CISO | Bolthouse S&P and Rowen Farms Solar | 56862 | 2 | MMA WBF Power LP | Solar Photovoltaic | 34.5644 | -117.6933 | 0.3
2025-09 | CISO | Bolthouse S&P and Rowen Farms Solar | 56862 | 3 | MMA WBF Power LP | Solar Photovoltaic | 34.5644 | -117.6933 | 0.3
2025-09 | CISO | Bolthouse S&P and Rowen Farms Solar | 56862 | 4 | MMA WBF Power LP | Solar Photovoltaic | 34.5644 | -117.6933 | 0.3
2025-09 | PJM | Meldahl Hydroelectric Project | 56872 | 1 | City of Hamilton - (OH) | Conventional Hydroelectric | 38.7914 | -84.173 | 35
2025-09 | PJM | Meldahl Hydroelectric Project | 56872 | 2 | City of Hamilton - (OH) | Conventional Hydroelectric | 38.7914 | -84.173 | 35
2025-09 | PJM | Meldahl Hydroelectric Project | 56872 | 3 | City of Hamilton - (OH) | Conventional Hydroelectric | 38.7914 | -84.173 | 35
2025-09 | PJM | SECCRA Community Landfill | 56873 | 1 | Southeastern Chester County Refuse Auth | Landfill Gas | 39.8639 | -75.8428 | 0.9
2025-09 | PJM | SECCRA Community Landfill | 56873 | 3 | Southeastern Chester County Refuse Auth | Landfill Gas | 39.8639 | -75.8428 | 1.6
2025-09 | CISO | Shiloh Wind Project 2 LLC | 56874 | TBD | EDF Renewable Asset Holdings, Inc. | Onshore Wind Turbine | 38.1711 | -121.8461 | 150
2025-09 | MISO | Wapsipinicon Wind Project | 56876 | TBD | EDF Renewable Asset Holdings, Inc. | Onshore Wind Turbine | 43.8006 | -92.6822 | 100.5
2025-09 | PJM | Hall's Warehouse Solar Project | 56877 | TBD | Sunlight General Solar Fund II, LLC | Solar Photovoltaic | 40.5737 | -74.3944 | 1.6
2025-09 | MISO | Hoosier Wind Project LLC | 56878 | TBD | AES Indiana | Onshore Wind Turbine | 40.7178 | -87.2631 | 106
2025-09 | SWPP | Flat Ridge Wind Energy LLC | 56879 | 1 | AE Power Services LLC | Onshore Wind Turbine | 37.3764 | -98.4583 | 44
2025-09 | SWPP | OREG 2 Inc | 56880 | CS12 | Ormat Nevada Inc | All Other | 48.2142 | -104.3975 | 7.5
2025-09 | SWPP | OREG 2 Inc | 56880 | CS3 | Ormat Nevada Inc | All Other | 48.2142 | -104.3975 | 7.5
2025-09 | SWPP | OREG 2 Inc | 56880 | CS5 | Ormat Nevada Inc | All Other | 48.2142 | -104.3975 | 7.5
2025-09 | SWPP | OREG 2 Inc | 56880 | CS8 | Ormat Nevada Inc | All Other | 48.2142 | -104.3975 | 7.5
2025-09 | PJM | Pennsauken Solar | 56883 | GEN 1 | NextEra Renewable Fuels, LLC | Solar Photovoltaic | 39.9894 | -75.04 | 0.2
2025-09 | PJM | Pennsauken Solar | 56883 | GEN 2 | NextEra Renewable Fuels, LLC | Solar Photovoltaic | 39.9894 | -75.04 | 0.2
2025-09 | PJM | Pennsauken Solar | 56883 | GEN 3 | NextEra Renewable Fuels, LLC | Solar Photovoltaic | 39.9894 | -75.04 | 0.1
2025-09 | PJM | Pennsauken Solar | 56883 | GEN 4 | NextEra Renewable Fuels, LLC | Solar Photovoltaic | 39.9894 | -75.04 | 0.2
2025-09 | PJM | Pennsauken Solar | 56883 | GEN 5 | NextEra Renewable Fuels, LLC | Solar Photovoltaic | 39.9894 | -75.04 | 0.1
2025-09 | PJM | Pennsauken Solar | 56883 | GEN 6 | NextEra Renewable Fuels, LLC | Solar Photovoltaic | 39.9894 | -75.04 | 0.2
2025-09 | PJM | Pennsauken Solar | 56883 | GEN 7 | NextEra Renewable Fuels, LLC | Solar Photovoltaic | 39.9894 | -75.04 | 0.2
2025-09 | PJM | Pennsauken Solar | 56883 | GEN 8 | NextEra Renewable Fuels, LLC | Solar Photovoltaic | 39.9894 | -75.04 | 0.2
2025-09 | PJM | Pennsauken Solar | 56883 | GEN 9 | NextEra Renewable Fuels, LLC | Solar Photovoltaic | 39.9894 | -75.04 | 0.1
2025-09 | PJM | Pennsauken Solar | 56883 | GEN10 | NextEra Renewable Fuels, LLC | Solar Photovoltaic | 39.9894 | -75.04 | 2.4
2025-09 | PJM | Cumberland County Solid Waste Complex | 56884 | GEN 2 | NextEra Renewable Fuels, LLC | Landfill Gas | 39.4494 | -75.0928 | 1.6
2025-09 | PJM | Cumberland County Solid Waste Complex | 56884 | GEN 3 | NextEra Renewable Fuels, LLC | Landfill Gas | 39.4494 | -75.0928 | 1.6
2025-09 | PJM | Cumberland County Solid Waste Complex | 56884 | GEN1 | NextEra Renewable Fuels, LLC | Landfill Gas | 39.4494 | -75.0928 | 1.6
2025-09 | PJM | Cumberland County PA LFG Recovery | 56887 | GEN 1 | NextEra Renewable Fuels, LLC | Landfill Gas | 40.1356 | -77.5072 | 1.6
2025-09 | PJM | Cumberland County PA LFG Recovery | 56887 | GEN 2 | NextEra Renewable Fuels, LLC | Landfill Gas | 40.1356 | -77.5072 | 1.6
2025-09 | PJM | Cumberland County PA LFG Recovery | 56887 | GEN 3 | NextEra Renewable Fuels, LLC | Landfill Gas | 40.1356 | -77.5072 | 1.6
2025-09 | PJM | Cumberland County PA LFG Recovery | 56887 | GEN 4 | NextEra Renewable Fuels, LLC | Landfill Gas | 40.1356 | -77.5072 | 1.6
2025-09 | PJM | Warren County Solar | 56888 | GEN 1 | NextEra Renewable Fuels, LLC | Solar Photovoltaic | 40.789 | -75.107 | 0.5
2025-09 | PJM | Warren County Solar | 56888 | GEN 2 | NextEra Renewable Fuels, LLC | Solar Photovoltaic | 40.789 | -75.107 | 0.5
2025-09 | PJM | Warren County Solar | 56888 | GEN 3 | NextEra Renewable Fuels, LLC | Solar Photovoltaic | 40.789 | -75.107 | 0.5
2025-09 | PJM | Warren County Solar | 56888 | GEN 4 | NextEra Renewable Fuels, LLC | Solar Photovoltaic | 40.789 | -75.107 | 0.5
2025-09 | PJM | PPL Renewable Energy Merck Solar | 56889 | GEN 1 | NextEra Renewable Fuels, LLC | Solar Photovoltaic | 40.7274 | -74.3783 | 1.7
2025-09 | PJM | Norther Tier Landfill | 56890 | GEN 1 | NextEra Renewable Fuels, LLC | Landfill Gas | 41.7792 | -76.6258 | 1.6
2025-09 | PJM | Ameresco Stafford | 56894 | 1 | AMERESCO Stafford LLC | Landfill Gas | 38.3842 | -77.4131 | 1.1
2025-09 | PJM | Ameresco Stafford | 56894 | 2 | AMERESCO Stafford LLC | Landfill Gas | 38.3842 | -77.4131 | 1.1
2025-09 | CISO | Ameresco Ox Mountain | 56895 | 1 | AMERESCO Ox Mountain Energy LLC | Landfill Gas | 37.5 | -122.4 | 1.9
2025-09 | CISO | Ameresco Ox Mountain | 56895 | 2 | AMERESCO Ox Mountain Energy LLC | Landfill Gas | 37.5 | -122.4 | 1.9
2025-09 | CISO | Ameresco Ox Mountain | 56895 | 3 | AMERESCO Ox Mountain Energy LLC | Landfill Gas | 37.5 | -122.4 | 1.9
2025-09 | CISO | Ameresco Ox Mountain | 56895 | 4 | AMERESCO Ox Mountain Energy LLC | Landfill Gas | 37.5 | -122.4 | 1.9
2025-09 | CISO | Ameresco Ox Mountain | 56895 | 5 | AMERESCO Ox Mountain Energy LLC | Landfill Gas | 37.5 | -122.4 | 1.9
2025-09 | CISO | Ameresco Ox Mountain | 56895 | 6 | AMERESCO Ox Mountain Energy LLC | Landfill Gas | 37.5 | -122.4 | 1.9
2025-09 | MISO | Ameresco Jefferson City | 56896 | 1 | AMERESCO Jefferson City LLC | Landfill Gas | 38.5524 | -92.0449 | 1
2025-09 | MISO | Ameresco Jefferson City | 56896 | 2 | AMERESCO Jefferson City LLC | Landfill Gas | 38.5524 | -92.0449 | 1
2025-09 | MISO | Ameresco Jefferson City | 56896 | 3 | AMERESCO Jefferson City LLC | Landfill Gas | 38.5524 | -92.0449 | 1
2025-09 | CISO | Ameresco Keller Canyon | 56897 | 1 | AMERESCO Keller Canyon LLC | Landfill Gas | 38.0039 | -121.9345 | 1.9
2025-09 | CISO | Ameresco Keller Canyon | 56897 | 2 | AMERESCO Keller Canyon LLC | Landfill Gas | 38.0039 | -121.9345 | 1.9
2025-09 | CISO | Ameresco Chiquita Canyon | 56898 | 1 | AMERESCO Chiquita Canyon LLC | Landfill Gas | 34.4317 | -118.6429 | 4.6
2025-09 | CISO | Ameresco Chiquita Canyon | 56898 | 2 | AMERESCO Chiquita Canyon LLC | Landfill Gas | 34.4317 | -118.6429 | 4.6
2025-09 | PJM | Atlantic City Convention Center | 56900 | 1 | Luminace Solar New Jersey, LLC | Solar Photovoltaic | 39.3639 | -74.4408 | 0.5
2025-09 | PJM | Atlantic City Convention Center | 56900 | 2 | Luminace Solar New Jersey, LLC | Solar Photovoltaic | 39.3639 | -74.4408 | 0.5
2025-09 | PJM | Atlantic City Convention Center | 56900 | 3 | Luminace Solar New Jersey, LLC | Solar Photovoltaic | 39.3639 | -74.4408 | 0.5
2025-09 | PJM | Atlantic City Convention Center | 56900 | 4 | Luminace Solar New Jersey, LLC | Solar Photovoltaic | 39.3639 | -74.4408 | 0.5
2025-09 | NYIS | Altona | 56901 | 1 | Valcour Operating Services, LLC | Onshore Wind Turbine | 44.8216 | -73.6509 | 97.5
2025-09 | NYIS | Wethersfield | 56902 | 1 | Valcour Operating Services, LLC | Onshore Wind Turbine | 42.6697 | -78.2278 | 126
2025-09 | NYIS | Chateaugay | 56904 | 1 | Valcour Operating Services, LLC | Onshore Wind Turbine | 44.8917 | -74.0299 | 106.5
2025-09 | SWPP | Great Plains Windpark LLC | 56905 | 1 | Great Plains Windpark Legacy LLC | Onshore Wind Turbine | 36.4964 | -101.3917 | 114
2025-09 | CISO | Gap Pacific Distribution Center | 56909 | 1 | MN8 Energy LLC | Solar Photovoltaic | 36.7816 | -119.7069 | 0.6
2025-09 | CISO | Gap Pacific Distribution Center | 56909 | 2 | MN8 Energy LLC | Solar Photovoltaic | 36.7816 | -119.7069 | 0.6
2025-09 | CISO | Gap Pacific Distribution Center | 56909 | 3 | MN8 Energy LLC | Solar Photovoltaic | 36.7816 | -119.7069 | 0.6
2025-09 | CISO | Gap Pacific Distribution Center | 56909 | 4 | MN8 Energy LLC | Solar Photovoltaic | 36.7816 | -119.7069 | 0.6
2025-09 | MISO | Langdon Wind II LLC | 56912 | GE15 | FPL Energy Langdon Wind LLC | Onshore Wind Turbine | 48.6292 | -98.3164 | 40.5
2025-09 | MISO | Osceola Windpower II | 56913 | CL25 | Osceola Windpower II | Onshore Wind Turbine | 43.4303 | -95.4167 | 49.6
2025-09 | CISO | Orange Grove Peaking Facility | 56914 | CTG1 | Orange Grove Energy LP | Natural Gas Fired Combustion Turbine | 33.3594 | -117.1114 | 59
2025-09 | CISO | Orange Grove Peaking Facility | 56914 | CTG2 | Orange Grove Energy LP | Natural Gas Fired Combustion Turbine | 33.3594 | -117.1114 | 59
2025-09 | CISO | Imperial Valley Solar, LLC | 56917 | 1 | Imperial Valley Solar, LLC | Solar Photovoltaic | 32.6711 | -115.5873 | 101
2025-09 | CISO | Imperial Valley Solar, LLC | 56917 | 1A | Imperial Valley Solar, LLC | Solar Photovoltaic | 32.6711 | -115.5873 | 64.6
2025-09 | CISO | Imperial Valley Solar, LLC | 56917 | 1B | Imperial Valley Solar, LLC | Solar Photovoltaic | 32.6711 | -115.5873 | 34.3
2025-09 | MISO | FPL Energy Ashtabula Wind LLC | 56919 | GE15 | FPL Energy Ashtabula Wind LLC | Onshore Wind Turbine | 47.1294 | -97.8853 | 148.5
2025-09 | ERCO | Panther Creek Wind Farm I | 56920 | 1 | RWE Clean Energy | Onshore Wind Turbine | 32.1008 | -101.4514 | 142.5
2025-09 | ERCO | Panther Creek Wind Farm II | 56921 | 1 | RWE Clean Energy | Onshore Wind Turbine | 31.9361 | -101.2983 | 115.5
2025-09 | MISO | FPL Energy Crystal Lake Wind LLC | 56923 | GE15 | FPL Energy Crystal Lake Wind LLC | Onshore Wind Turbine | 43.2125 | -93.8311 | 150
2025-09 | MISO | FPL Energy Story Wind LLC | 56924 | GE15 | FPL Energy Story Wind LLC | Onshore Wind Turbine | 42.1044 | -93.2722 | 150
2025-09 | MISO | FPL Energy Crystal Lake Wind II LLC | 56925 | CL25 | FPL Energy Crystal Lake Wind II LLC | Onshore Wind Turbine | 43.2737 | -93.8 | 200
2025-09 | ISNE | Fairfield University CHP Plant | 56928 | CHP1 | Fairfield University | Natural Gas Fired Combustion Turbine | 41.1589 | -73.2572 | 4.5
2025-09 | NYIS | Brookfield Power Glen Falls Hydro | 56936 | GEN3 | Erie Boulevard Hydropower LP | Conventional Hydroelectric | 43.3085 | -73.6366 | 2.2
2025-09 | NYIS | Brookfield Power Glen Falls Hydro | 56936 | GEN4 | Erie Boulevard Hydropower LP | Conventional Hydroelectric | 43.3085 | -73.6366 | 2.4
2025-09 | NYIS | Brookfield Power Glen Falls Hydro | 56936 | GEN5 | Erie Boulevard Hydropower LP | Conventional Hydroelectric | 43.3085 | -73.6366 | 2.8
2025-09 | CISO | Solar Blythe LLC | 56939 | 1 | NRG Solar Blythe | Solar Photovoltaic | 33.5917 | -114.7444 | 21
2025-09 | NYIS | CPV Valley Energy Center | 56940 | CTG1 | CPV Valley, LLC | Natural Gas Fired Combined Cycle | 41.4122 | -74.4378 | 235
2025-09 | NYIS | CPV Valley Energy Center | 56940 | CTG2 | CPV Valley, LLC | Natural Gas Fired Combined Cycle | 41.4122 | -74.4378 | 235
2025-09 | NYIS | CPV Valley Energy Center | 56940 | STG | CPV Valley, LLC | Natural Gas Fired Combined Cycle | 41.4122 | -74.4378 | 300.5
2025-09 | PJM | Grand Ridge Wind Energy Center | 56941 | 1 | Invenergy Services LLC | Onshore Wind Turbine | 41.2269 | -88.6836 | 99
2025-09 | PJM | Grand Ridge Wind Energy Center | 56941 | 2 | Invenergy Services LLC | Onshore Wind Turbine | 41.2269 | -88.6836 | 51
2025-09 | PJM | Grand Ridge Wind Energy Center | 56941 | 3 | Invenergy Services LLC | Onshore Wind Turbine | 41.2269 | -88.6836 | 49.5
2025-09 | PJM | Grand Ridge Wind Energy Center | 56941 | 4 | Invenergy Services LLC | Onshore Wind Turbine | 41.2269 | -88.6836 | 10.5
2025-09 | MISO | Forward Wind Energy Center | 56942 | 1 | Wisconsin Public Service Corp | Onshore Wind Turbine | 43.6161 | -88.4969 | 99
2025-09 | MISO | Forward Wind Energy Center | 56942 | 2 | Wisconsin Public Service Corp | Onshore Wind Turbine | 43.6161 | -88.4969 | 30
2025-09 | CISO | CM10 | 56944 | PV01 | Consolidated Edison Development Inc. | Solar Photovoltaic | 35.7881 | -114.9933 | 10
2025-09 | SWPP | Buffalo Bear LLC | 56946 | 1 | Buffalo Bear, LLC | Onshore Wind Turbine | 36.7767 | -99.6353 | 18.9
2025-09 | SWPP | Elkhorn Ridge Wind LLC | 56947 | 1 | Elkhorn Ridge Wind, LLC | Onshore Wind Turbine | 42.6978 | -97.6189 | 81
2025-09 | NYIS | High Sheldon Wind Farm | 56953 | 1 | Invenergy Services LLC | Onshore Wind Turbine | 42.7794 | -78.4269 | 112.5
2025-09 | ERCO | Bull Creek Wind | 56956 | 001 | Bull Creek Wind LLC | Onshore Wind Turbine | 32.929 | -101.5786 | 180
2025-09 | PJM | Pioneer Crossing Energy, LLC | 56957 | LFG1 | Pioneer Crossing Energy LLC | Landfill Gas | 40.275 | -75.8167 | 1.6
2025-09 | PJM | Pioneer Crossing Energy, LLC | 56957 | LFG2 | Pioneer Crossing Energy LLC | Landfill Gas | 40.275 | -75.8167 | 1.6
2025-09 | PJM | Pioneer Crossing Energy, LLC | 56957 | LFG3 | Pioneer Crossing Energy LLC | Landfill Gas | 40.275 | -75.8167 | 1.6
2025-09 | PJM | Pioneer Crossing Energy, LLC | 56957 | LFG4 | Pioneer Crossing Energy LLC | Landfill Gas | 40.275 | -75.8167 | 1.6
2025-09 | PJM | Pioneer Crossing Energy, LLC | 56957 | LFG5 | Pioneer Crossing Energy LLC | Landfill Gas | 40.275 | -75.8167 | 1.6
2025-09 | NYIS | DANC LFGTE Facility | 56958 | GEN1 | Innovative Energy Systems Inc | Landfill Gas | 43.82 | -75.9175 | 1.6
2025-09 | NYIS | DANC LFGTE Facility | 56958 | GEN2 | Innovative Energy Systems Inc | Landfill Gas | 43.82 | -75.9175 | 1.6
2025-09 | NYIS | DANC LFGTE Facility | 56958 | GEN3 | Innovative Energy Systems Inc | Landfill Gas | 43.82 | -75.9175 | 1.6
2025-09 | NYIS | DANC LFGTE Facility | 56958 | GEN4 | Innovative Energy Systems Inc | Landfill Gas | 43.82 | -75.9175 | 1.6
2025-09 | ERCO | Ocotillo Windpower | 56959 | OWF | Duke Energy Renewables Services | Onshore Wind Turbine | 32.1217 | -101.3853 | 58.8
2025-09 | ERCO | Notrees Windpower Hybrid | 56961 | BATT | Duke Energy Renewables Services | Batteries | 31.995 | -102.8283 | 36
2025-09 | ERCO | Notrees Windpower Hybrid | 56961 | GE | Duke Energy Renewables Services | Onshore Wind Turbine | 31.995 | -102.8283 | 60
2025-09 | ERCO | Notrees Windpower Hybrid | 56961 | VESTA | Duke Energy Renewables Services | Onshore Wind Turbine | 31.995 | -102.8283 | 92.5
2025-09 | PJM | West Deptford Energy Station | 56963 | E101 | West Deptford Energy LLC | Natural Gas Fired Combined Cycle | 39.8414 | -75.2214 | 225.3
2025-09 | PJM | West Deptford Energy Station | 56963 | E102 | West Deptford Energy LLC | Natural Gas Fired Combined Cycle | 39.8414 | -75.2214 | 225.3
2025-09 | PJM | West Deptford Energy Station | 56963 | STG1 | West Deptford Energy LLC | Natural Gas Fired Combined Cycle | 39.8414 | -75.2214 | 304
2025-09 | NYIS | Bayonne Energy Center | 56964 | GT1 | Bayonne Energy Center LLC | Natural Gas Fired Combustion Turbine | 40.6528 | -74.0915 | 64
2025-09 | NYIS | Bayonne Energy Center | 56964 | GT10 | Bayonne Energy Center LLC | Natural Gas Fired Combustion Turbine | 40.6528 | -74.0915 | 66
2025-09 | NYIS | Bayonne Energy Center | 56964 | GT2 | Bayonne Energy Center LLC | Natural Gas Fired Combustion Turbine | 40.6528 | -74.0915 | 64
2025-09 | NYIS | Bayonne Energy Center | 56964 | GT3 | Bayonne Energy Center LLC | Natural Gas Fired Combustion Turbine | 40.6528 | -74.0915 | 64
2025-09 | NYIS | Bayonne Energy Center | 56964 | GT4 | Bayonne Energy Center LLC | Natural Gas Fired Combustion Turbine | 40.6528 | -74.0915 | 64
2025-09 | NYIS | Bayonne Energy Center | 56964 | GT5 | Bayonne Energy Center LLC | Natural Gas Fired Combustion Turbine | 40.6528 | -74.0915 | 64
2025-09 | NYIS | Bayonne Energy Center | 56964 | GT6 | Bayonne Energy Center LLC | Natural Gas Fired Combustion Turbine | 40.6528 | -74.0915 | 64
2025-09 | NYIS | Bayonne Energy Center | 56964 | GT7 | Bayonne Energy Center LLC | Natural Gas Fired Combustion Turbine | 40.6528 | -74.0915 | 64
2025-09 | NYIS | Bayonne Energy Center | 56964 | GT8 | Bayonne Energy Center LLC | Natural Gas Fired Combustion Turbine | 40.6528 | -74.0915 | 64
2025-09 | NYIS | Bayonne Energy Center | 56964 | GT9 | Bayonne Energy Center LLC | Natural Gas Fired Combustion Turbine | 40.6528 | -74.0915 | 66
2025-09 | PJM | RMQ 1 and 2 | 56966 | 1 | RMQ Ventures LLC | Solar Photovoltaic | 35.9222 | -77.6731 | 1
2025-09 | ERCO | Panther Creek Wind Farm Three | 56979 | 1 | RWE Clean Energy | Onshore Wind Turbine | 31.9925 | -101.1167 | 215.5
2025-09 | PJM | Stony Creek Wind Farm LLC | 56980 | 1 | RWE Clean Energy | Onshore Wind Turbine | 40.0311 | -78.8153 | 52.5
2025-09 | ERCO | Pyron Wind Farm LLC Hybrid | 56981 | PYRBT | RWE Clean Energy | Batteries | 32.5886 | -100.6728 | 9.9
2025-09 | ERCO | Papalote Creek I LLC | 56983 | 1 | RWE Clean Energy | Onshore Wind Turbine | 27.9386 | -97.4586 | 180
2025-09 | ERCO | Inadale Wind Farm LLC Hybrid | 56984 | 1 | RWE Clean Energy | Onshore Wind Turbine | 32.4969 | -100.5797 | 197
2025-09 | ERCO | Inadale Wind Farm LLC Hybrid | 56984 | INABT | RWE Clean Energy | Batteries | 32.4969 | -100.5797 | 9.9
2025-09 | SWPP | Smoky Hills Wind Project Phase II | 56985 | SMKII | Smoky Hills Wind Project II LLC | Onshore Wind Turbine | 38.8927 | -98.1689 | 148.5
2025-09 | NYIS | Clinton LFGTE Facility | 56986 | GEN1 | Gibson County Generation LLC | Landfill Gas | 44.6917 | -73.5944 | 1.6
2025-09 | NYIS | Clinton LFGTE Facility | 56986 | GEN2 | Gibson County Generation LLC | Landfill Gas | 44.6917 | -73.5944 | 1.6
2025-09 | NYIS | Clinton LFGTE Facility | 56986 | GEN3 | Gibson County Generation LLC | Landfill Gas | 44.6917 | -73.5944 | 1.6
2025-09 | NYIS | Clinton LFGTE Facility | 56986 | GEN4 | Gibson County Generation LLC | Landfill Gas | 44.6917 | -73.5944 | 1.6
2025-09 | ISNE | Stetson Wind I | 56989 | 1 | Evergreen Wind, LLC | Onshore Wind Turbine | 45.4822 | -67.9944 | 57
2025-09 | ISNE | Rollins Wind Project | 56990 | 1 | Evergreen Wind, LLC | Onshore Wind Turbine | 45.346 | -68.3802 | 60
2025-09 | ISNE | Stetson Wind II | 56991 | 1 | Evergreen Wind, LLC | Onshore Wind Turbine | 45.615 | -67.971 | 25.5
2025-09 | PJM | MF Mesa Lane LLC | 56993 | MESA | MF Mesa Lane LLC | Solar Photovoltaic | 40.1483 | -74.7772 | 3
2025-09 | MISO | Grand Meadow | 56994 | WND67 | Northern States Power Co - Minnesota | Onshore Wind Turbine | 43.7189 | -92.705 | 100.5
2025-09 | CISO | El Cajon Energy Center | 57001 | GEN1 | Wellhead Services, Inc | Natural Gas Fired Combustion Turbine | 32.7961 | -116.9721 | 60.5
2025-09 | ISNE | Oakfield Wind Project | 57002 | 1 | Onward Energy | Onshore Wind Turbine | 46.0581 | -68.1472 | 148
2025-09 | NYIS | Fulton LFGTE Facility | 57003 | GEN1 | Innovative Energy Systems Inc | Landfill Gas | 43.0142 | -74.4739 | 1.6
2025-09 | NYIS | Fulton LFGTE Facility | 57003 | GEN2 | Innovative Energy Systems Inc | Landfill Gas | 43.0142 | -74.4739 | 1.6
2025-09 | CISO | SunEdison Walgreens Moreno Valley | 57004 | 1 | SunE WG113 Moreno Valley LLC | Solar Photovoltaic | 33.8672 | -117.23 | 1
2025-09 | CISO | Mariani Packing Vacaville Solar | 57005 | 1 | SunE U6 Holdings LLC | Solar Photovoltaic | 38.4001 | -121.9637 | 1
2025-09 | CISO | Walgreens Woodland Distribution Center | 57006 | 1 | SunE WG45 Woodland LLC | Solar Photovoltaic | 38.6749 | -121.7134 | 1
2025-09 | CISO | SunEdison Ironwood State Prison | 57007 | 1 | SunE CPA CDC2 LLC | Solar Photovoltaic | 33.5673 | -114.918 | 1
2025-09 | CISO | SunEdison Procter & Gamble Oxnard | 57008 | 1 | SunE U6 Holdings LLC | Solar Photovoltaic | 34.2089 | -119.13 | 1
2025-09 | CISO | Kohls San Bernardino Solar Facility | 57009 | 1 | SunE WF3 KHL A Holdings, LLC | Solar Photovoltaic | 34.0947 | -117.2668 | 1
2025-09 | CISO | SunEdison Anheuser Busch Fairfield | 57010 | 1 | SunE M5 Holdings LLC | Solar Photovoltaic | 38.2321 | -122.0927 | 1
2025-09 | CISO | Chuckawalla Valley State Prison | 57011 | 1 | SunE CPA CDC1 LLC | Solar Photovoltaic | 33.5653 | -114.9036 | 1
2025-09 | CISO | SunEdison Walmart Apple Valley DC | 57012 | 1 | SunE M5 Holdings LLC | Solar Photovoltaic | 34.5975 | -117.2 | 1
2025-09 | PJM | Waste Management Arden LFGTE | 57014 | GEN1 | WM Renewable Energy LLC | Landfill Gas | 40.2058 | -80.2611 | 0.8
2025-09 | PJM | Waste Management Arden LFGTE | 57014 | GEN2 | WM Renewable Energy LLC | Landfill Gas | 40.2058 | -80.2611 | 0.8
2025-09 | PJM | Waste Management Arden LFGTE | 57014 | GEN3 | WM Renewable Energy LLC | Landfill Gas | 40.2058 | -80.2611 | 0.8
2025-09 | PJM | Waste Management Arden LFGTE | 57014 | GEN4 | WM Renewable Energy LLC | Landfill Gas | 40.2058 | -80.2611 | 0.8
2025-09 | PJM | Waste Management Arden LFGTE | 57014 | GEN5 | WM Renewable Energy LLC | Landfill Gas | 40.2058 | -80.2611 | 0.8
2025-09 | PJM | Waste Management Arden LFGTE | 57014 | GEN6 | WM Renewable Energy LLC | Landfill Gas | 40.2058 | -80.2611 | 0.8
2025-09 | ISNE | Waste Management Crossroads LFGTE | 57016 | GEN1 | WM Renewable Energy LLC | Landfill Gas | 44.7014 | -69.8319 | 1.6
2025-09 | ISNE | Waste Management Crossroads LFGTE | 57016 | GEN2 | WM Renewable Energy LLC | Landfill Gas | 44.7014 | -69.8319 | 1.6
2025-09 | MISO | Spruce Ridge Gas Recovery | 57017 | GEN1 | WM Renewable Energy LLC | Landfill Gas | 44.8158 | -94.2489 | 0.8
2025-09 | MISO | Spruce Ridge Gas Recovery | 57017 | GEN2 | WM Renewable Energy LLC | Landfill Gas | 44.8158 | -94.2489 | 0.8
2025-09 | MISO | Spruce Ridge Gas Recovery | 57017 | GEN3 | WM Renewable Energy LLC | Landfill Gas | 44.8158 | -94.2489 | 0.8
2025-09 | MISO | Spruce Ridge Gas Recovery | 57017 | GEN4 | WM Renewable Energy LLC | Landfill Gas | 44.8158 | -94.2489 | 0.8
2025-09 | PJM | Waste Management Middle Peninsula LFGTE | 57018 | GEN1 | WM Renewable Energy LLC | Landfill Gas | 37.5197 | -76.6245 | 0.8
2025-09 | PJM | Waste Management Middle Peninsula LFGTE | 57018 | GEN2 | WM Renewable Energy LLC | Landfill Gas | 37.5197 | -76.6245 | 0.8
2025-09 | PJM | Waste Management Middle Peninsula LFGTE | 57018 | GEN3 | WM Renewable Energy LLC | Landfill Gas | 37.5197 | -76.6245 | 0.8
2025-09 | PJM | Waste Management Middle Peninsula LFGTE | 57018 | GEN4 | WM Renewable Energy LLC | Landfill Gas | 37.5197 | -76.6245 | 0.8
2025-09 | PJM | Waste Management Middle Peninsula LFGTE | 57018 | GEN5 | WM Renewable Energy LLC | Landfill Gas | 37.5197 | -76.6245 | 0.8
2025-09 | PJM | Waste Management Middle Peninsula LFGTE | 57018 | GEN6 | WM Renewable Energy LLC | Landfill Gas | 37.5197 | -76.6245 | 0.8
2025-09 | PJM | Waste Management Middle Peninsula LFGTE | 57018 | GEN7 | WM Renewable Energy LLC | Landfill Gas | 37.5197 | -76.6245 | 0.8
2025-09 | PJM | Waste Management Middle Peninsula LFGTE | 57018 | GEN8 | WM Renewable Energy LLC | Landfill Gas | 37.5197 | -76.6245 | 0.8
2025-09 | ERCO | Westside Landfill Gas Recovery | 57020 | GEN1 | WM Renewable Energy LLC | Landfill Gas | 32.7246 | -97.5371 | 1.6
2025-09 | ERCO | Westside Landfill Gas Recovery | 57020 | GEN2 | WM Renewable Energy LLC | Landfill Gas | 32.7246 | -97.5371 | 1.6
2025-09 | PJM | Waste Management King George LFGTE | 57022 | GEN1 | WM Renewable Energy LLC | Landfill Gas | 38.2747 | -77.3081 | 3.3
2025-09 | PJM | Waste Management King George LFGTE | 57022 | GEN2 | WM Renewable Energy LLC | Landfill Gas | 38.2747 | -77.3081 | 3.3
2025-09 | PJM | Waste Management King George LFGTE | 57022 | GEN3 | WM Renewable Energy LLC | Landfill Gas | 38.2747 | -77.3081 | 3.3
2025-09 | PJM | Waste Management King George LFGTE | 57022 | GEN4 | WM Renewable Energy LLC | Landfill Gas | 38.2747 | -77.3081 | 3.3
2025-09 | SWPP | Waste Management Rolling Meadows LFGTE | 57023 | GEN1 | WM Renewable Energy LLC | Landfill Gas | 39.1746 | -95.7311 | 0.8
2025-09 | SWPP | Waste Management Rolling Meadows LFGTE | 57023 | GEN2 | WM Renewable Energy LLC | Landfill Gas | 39.1746 | -95.7311 | 0.8
2025-09 | SWPP | Waste Management Rolling Meadows LFGTE | 57023 | GEN3 | WM Renewable Energy LLC | Landfill Gas | 39.1746 | -95.7311 | 0.8
2025-09 | SWPP | Waste Management Rolling Meadows LFGTE | 57023 | GEN4 | WM Renewable Energy LLC | Landfill Gas | 39.1746 | -95.7311 | 0.8
2025-09 | SWPP | Waste Management Rolling Meadows LFGTE | 57023 | GEN5 | WM Renewable Energy LLC | Landfill Gas | 39.1746 | -95.7311 | 0.8
2025-09 | SWPP | Waste Management Rolling Meadows LFGTE | 57023 | GEN6 | WM Renewable Energy LLC | Landfill Gas | 39.1746 | -95.7311 | 0.8
2025-09 | SWPP | Waste Management Rolling Meadows LFGTE | 57023 | GEN7 | WM Renewable Energy LLC | Landfill Gas | 39.1746 | -95.7311 | 0.8
2025-09 | MISO | Waste Management Northern Oaks LFGTE | 57024 | GEN1 | WM Renewable Energy LLC | Landfill Gas | 43.9906 | -84.8003 | 1.6
2025-09 | MISO | Waste Management Eco Vista LFGTE | 57025 | GEN1 | WM Renewable Energy LLC | Landfill Gas | 36.1408 | -94.2597 | 0.8
2025-09 | MISO | Waste Management Eco Vista LFGTE | 57025 | GEN2 | WM Renewable Energy LLC | Landfill Gas | 36.1408 | -94.2597 | 0.8
2025-09 | MISO | Waste Management Eco Vista LFGTE | 57025 | GEN3 | WM Renewable Energy LLC | Landfill Gas | 36.1408 | -94.2597 | 0.8
2025-09 | MISO | Waste Management Eco Vista LFGTE | 57025 | GEN4 | WM Renewable Energy LLC | Landfill Gas | 36.1408 | -94.2597 | 0.8
2025-09 | MISO | Waste Management Eco Vista LFGTE | 57025 | GEN5 | WM Renewable Energy LLC | Landfill Gas | 36.1408 | -94.2597 | 0.8
2025-09 | CISO | Canyon Power Plant | 57027 | CPP2 | City of Anaheim - (CA) | Natural Gas Fired Combustion Turbine | 33.8581 | -117.8617 | 50
2025-09 | CISO | Canyon Power Plant | 57027 | CPP3 | City of Anaheim - (CA) | Natural Gas Fired Combustion Turbine | 33.8581 | -117.8617 | 50
2025-09 | CISO | Canyon Power Plant | 57027 | CPP4 | City of Anaheim - (CA) | Natural Gas Fired Combustion Turbine | 33.8581 | -117.8617 | 50
2025-09 | MISO | Luverne Wind Energy Center | 57031 | 1 | Otter Tail Power Co | Onshore Wind Turbine | 47.3272 | -97.8975 | 49.5
2025-09 | MISO | Ashtabula Wind Energy Center | 57032 | 1 | Otter Tail Power Co | Onshore Wind Turbine | 47.1244 | -97.8961 | 48
2025-09 | MISO | Langdon Wind Energy Center | 57033 | 1 | Otter Tail Power Co | Onshore Wind Turbine | 48.6303 | -98.3169 | 40.5
2025-09 | MISO | Willmar Municipal East Substation | 57034 | E04 | Willmar Municipal Utilities | Petroleum Liquids | 45.1272 | -95.025 | 2
2025-09 | MISO | Willmar Municipal East Substation | 57034 | E05 | Willmar Municipal Utilities | Petroleum Liquids | 45.1272 | -95.025 | 2
2025-09 | MISO | Willmar Municipal East Substation | 57034 | E06 | Willmar Municipal Utilities | Petroleum Liquids | 45.1272 | -95.025 | 2
2025-09 | MISO | Willmar Municipal SW Substation | 57035 | SW01 | Willmar Municipal Utilities | Petroleum Liquids | 45.105 | -95.0844 | 2
2025-09 | MISO | Willmar Municipal SW Substation | 57035 | SW02 | Willmar Municipal Utilities | Petroleum Liquids | 45.105 | -95.0844 | 2
2025-09 | MISO | Willmar Municipal SW Substation | 57035 | SW03 | Willmar Municipal Utilities | Petroleum Liquids | 45.105 | -95.0844 | 2
2025-09 | MISO | Bison I Wind Energy Center | 57038 | PHS1 | ALLETE, Inc. | Onshore Wind Turbine | 46.98 | -101.5547 | 36.8
2025-09 | MISO | Bison I Wind Energy Center | 57038 | PHS2 | ALLETE, Inc. | Onshore Wind Turbine | 46.98 | -101.5547 | 45
2025-09 | CISO | Vaca Dixon Solar Station | 57041 | 1 | Pacific Gas & Electric Co. | Solar Photovoltaic | 38.4106 | -121.9264 | 2
2025-09 | PJM | Armenia Mountain Wind Farm | 57044 | 1 | ALLETE Clean Energy | Onshore Wind Turbine | 41.7619 | -76.8553 | 100.5
2025-09 | SWPP | Rolling Thunder Wind Farm Hybrid | 57045 | 1 | AE Power Services LLC | Onshore Wind Turbine | 44.4778 | -99.1339 | 25
2025-09 | SWPP | Rolling Thunder Wind Farm Hybrid | 57045 | 2 | AE Power Services LLC | Batteries | 44.4778 | -99.1339 | 0.8
2025-09 | SWPP | Archer Daniels Midland Columbus | 57046 | GEN1 | Archer Daniels Midland Co | Conventional Steam Coal | 41.4164 | -97.2863 | 71.4
2025-09 | MISO | Nobles Wind Project | 57047 | 1 | Northern States Power Co - Minnesota | Onshore Wind Turbine | 43.7036 | -95.7131 | 201
2025-09 | MISO | Merricourt Wind Energy Center | 57048 | 1 | Otter Tail Power Co | Onshore Wind Turbine | 46.1075 | -99.0592 | 150
2025-09 | ISNE | GenConn Middletown LLC | 57068 | 12 | GenConn Middletown LLC | Petroleum Liquids | 41.5544 | -72.5767 | 60.5
2025-09 | ISNE | GenConn Middletown LLC | 57068 | 13 | GenConn Middletown LLC | Petroleum Liquids | 41.5544 | -72.5767 | 60.5
2025-09 | ISNE | GenConn Middletown LLC | 57068 | 14 | GenConn Middletown LLC | Petroleum Liquids | 41.5544 | -72.5767 | 60.5
2025-09 | ISNE | GenConn Middletown LLC | 57068 | 15 | GenConn Middletown LLC | Petroleum Liquids | 41.5544 | -72.5767 | 60.5
2025-09 | MISO | Twin Cities Hydro LLC | 57069 | 1 | Twin Cities Hydro LLC | Conventional Hydroelectric | 44.9156 | -93.1994 | 4.5
2025-09 | MISO | Twin Cities Hydro LLC | 57069 | 2 | Twin Cities Hydro LLC | Conventional Hydroelectric | 44.9156 | -93.1994 | 4.5
2025-09 | MISO | Twin Cities Hydro LLC | 57069 | 3 | Twin Cities Hydro LLC | Conventional Hydroelectric | 44.9156 | -93.1994 | 4.5
2025-09 | MISO | Twin Cities Hydro LLC | 57069 | 4 | Twin Cities Hydro LLC | Conventional Hydroelectric | 44.9156 | -93.1994 | 4.5
2025-09 | ISNE | GenConn Devon LLC | 57070 | 15 | GenConn Devon LLC | Petroleum Liquids | 41.2108 | -73.1075 | 60.5
2025-09 | ISNE | GenConn Devon LLC | 57070 | 16 | GenConn Devon LLC | Petroleum Liquids | 41.2108 | -73.1075 | 60.5
2025-09 | ISNE | GenConn Devon LLC | 57070 | 17 | GenConn Devon LLC | Petroleum Liquids | 41.2108 | -73.1075 | 60.5
2025-09 | ISNE | GenConn Devon LLC | 57070 | 18 | GenConn Devon LLC | Petroleum Liquids | 41.2108 | -73.1075 | 60.5
2025-09 | MISO | Granite City Works | 57072 | G-1 | United States Steel Granite City Works | All Other | 38.6972 | -90.1283 | 78
2025-09 | CISO | Ivanpah 2 | 57073 | ST1 | NRG Energy Services | Solar Thermal without Energy Storage | 35.5561 | -115.4686 | 133.4
2025-09 | CISO | Ivanpah 1 | 57074 | ST1 | NRG Energy Services | Solar Thermal without Energy Storage | 35.5331 | -115.4525 | 126
2025-09 | CISO | Ivanpah 3 | 57075 | ST1 | NRG Energy Services | Solar Thermal without Energy Storage | 35.5808 | -115.4825 | 133.4
2025-09 | NYIS | Steel Winds II | 57078 | 1 | Evergreen Wind, LLC | Onshore Wind Turbine | 42.8072 | -78.8617 | 15
2025-09 | ISNE | Sheffield Wind | 57080 | 1 | Evergreen Wind, LLC | Onshore Wind Turbine | 44.676 | -72.1013 | 40
2025-09 | PJM | Calpine Vineland Solar LLC | 57081 | CVS1 | Calpine Vineland Solar LLC | Solar Photovoltaic | 39.4636 | -75.0667 | 2.3
2025-09 | PJM | Calpine Vineland Solar LLC | 57081 | CVS2 | Calpine Vineland Solar LLC | Solar Photovoltaic | 39.4636 | -75.0667 | 1.8
2025-09 | ISNE | Bull Hill Wind Project | 57083 | 1 | Evergreen Wind, LLC | Onshore Wind Turbine | 44.7231 | -68.2425 | 34.5
2025-09 | PJM | Streator Cayuga Ridge South | 57094 | 1 | Avangrid Power LLC | Onshore Wind Turbine | 40.9969 | -88.49 | 300
2025-09 | ERCO | Penascal II Wind Project LLC | 57095 | 1 | Avangrid Power LLC | Onshore Wind Turbine | 27.1225 | -97.5574 | 201.6
2025-09 | MISO | Rugby Wind Power Project | 57097 | 1 | Avangrid Power LLC | Onshore Wind Turbine | 48.4968 | -99.9513 | 149
2025-09 | CISO | Santa Maria LFG Power Plant | 57100 | EN01 | J&A-Santa Maria LLC | Landfill Gas | 34.9537 | -120.4142 | 1.1
2025-09 | CISO | J&A-Santa Maria II LLC | 57101 | 1 | J&A-Santa Maria II LLC | Landfill Gas | 34.9494 | -120.3803 | 1.4
2025-09 | CISO | Whittier LFG Power Plant #1 | 57102 | EN01 | J&A-Whittier LLC | Landfill Gas | 33.9716 | -118.0481 | 1.1
2025-09 | CISO | Whittier LFG Power Plant #1 | 57102 | EN02 | J&A-Whittier LLC | Landfill Gas | 33.9716 | -118.0481 | 1.1
2025-09 | SWPP | Mesalands Comm College Wind Turbine | 57106 | 1 | Mesalands Community College | Onshore Wind Turbine | 35.17 | -103.74 | 1.5
2025-09 | SWPP | Blue Canyon Windpower V LLC | 57108 | GEN 1 | Blue Canyon Windpower V LLC | Onshore Wind Turbine | 34.8217 | -98.4525 | 99
2025-09 | PJM | Meadow Lake Wind Farm LLC | 57109 | GEN 1 | Meadow Lake Wind Farm LLC | Onshore Wind Turbine | 40.6275 | -86.935 | 199.7
2025-09 | PJM | Blackstone Wind Farm LLC | 57110 | GEN 1 | Blackstone Wind Farm LLC | Onshore Wind Turbine | 41.1508 | -88.6233 | 106
2025-09 | MISO | Lost Lakes Wind Farm LLC | 57111 | GEN 1 | Lost Lakes Wind Farm LLC | Onshore Wind Turbine | 43.3456 | -95.3233 | 100
2025-09 | PJM | Meadow Lake Wind Farm II LLC | 57112 | GEN1 | Meadow Lake Wind Farm II LLC | Onshore Wind Turbine | 40.6431 | -87.0242 | 102.3
2025-09 | PJM | Blackstone Wind Farm II LLC | 57113 | GEN 1 | Blackstone Wind Farm II LLC | Onshore Wind Turbine | 41.1406 | -88.53 | 200
2025-09 | PJM | Meadow Lake Wind Farm III LLC | 57115 | GEN 1 | Meadow Lake Wind Farm III LLC | Onshore Wind Turbine | 40.5986 | -87.0194 | 103.5
2025-09 | MISO | Quilt Block Wind Farm LLC | 57116 | GEN 1 | Quilt Block Wind Farm LLC | Onshore Wind Turbine | 42.6733 | -90.2653 | 98
2025-09 | SWPP | Greensburg | 57118 | GEN 1 | Greensburg Wind Farm, LLC | Onshore Wind Turbine | 37.5499 | -99.3444 | 12.5
2025-09 | MISO | Koda Biomass Plant | 57119 | 2222 | Koda Energy LLC | Other Waste Biomass | 44.7956 | -93.5386 | 23.4
2025-09 | MISO | Wilton Wind II LLC | 57120 | 1 | Wilton Wind II LLC | Onshore Wind Turbine | 47.1333 | -100.7011 | 49.5
2025-09 | MISO | Ashtabula Wind II LLC | 57121 | 1 | Ashtabula Wind II LLC | Onshore Wind Turbine | 47.2924 | -97.9317 | 120
2025-09 | CISO | UCI Facilities Management Central Plant | 57122 | CTG1 | University of California Irvine | Natural Gas Fired Combined Cycle | 33.6481 | -117.8467 | 13.5
2025-09 | CISO | UCI Facilities Management Central Plant | 57122 | STG1 | University of California Irvine | Natural Gas Fired Combined Cycle | 33.6481 | -117.8467 | 5.5
2025-09 | ISNE | Beaver Ridge Wind | 57130 | BR1 | CPV Beaver Ridge Wind LLC | Onshore Wind Turbine | 44.4967 | -69.35 | 4.5
2025-09 | MISO | Stoney Corners Wind Farm | 57131 | SCWF1 | DTE Sustainable Generation | Onshore Wind Turbine | 44.19 | -85.2983 | 60
2025-09 | CISO | G2 Energy Ostrom Road LLC | 57133 | 359 | G2 Energy LLC | Landfill Gas | 39.0728 | -121.3992 | 1.9
2025-09 | CISO | G2 Energy Ostrom Road LLC | 57133 | 361 | G2 Energy LLC | Landfill Gas | 39.0728 | -121.3992 | 1.6
2025-09 | PJM | Big Sky Wind LLC | 57135 | 1 | Big Sky Wind LLC | Onshore Wind Turbine | 41.5992 | -89.4561 | 239.4
2025-09 | PJM | Cambria Wind LLC | 57139 | 1 | Exus Pennsylvania Wind Holdings | Onshore Wind Turbine | 40.3042 | -78.6908 | 62.5
2025-09 | PJM | Beech Ridge Energy LLC | 57151 | GEN1 | Invenergy Services LLC | Onshore Wind Turbine | 38.0878 | -80.4925 | 100.5
2025-09 | ERCO | Langford Wind Power | 57153 | 1 | Langford Wind Power LLC | Onshore Wind Turbine | 31.0854 | -100.6788 | 150
2025-09 | ERCO | Barton Chapel Wind Farm | 57156 | BC | Avangrid Power LLC | Onshore Wind Turbine | 33.0522 | -98.3284 | 120
2025-09 | CISO | Calabasas Gas to Energy Facility | 57163 | GEN1 | Los Angeles County Sanitation | Landfill Gas | 34.1511 | -118.7236 | 4.6
2025-09 | CISO | Calabasas Gas to Energy Facility | 57163 | GEN3 | Los Angeles County Sanitation | Landfill Gas | 34.1511 | -118.7236 | 4.6
2025-09 | ERCO | Farmers Branch Renewable Energy Facility | 57165 | GEN1 | WM Renewable Energy LLC | Landfill Gas | 33.0311 | -96.9572 | 1.6
2025-09 | ERCO | Farmers Branch Renewable Energy Facility | 57165 | GEN2 | WM Renewable Energy LLC | Landfill Gas | 33.0311 | -96.9572 | 1.6
2025-09 | ERCO | Mesquite Creek LFGTE Project | 57167 | GEN1 | WM Renewable Energy LLC | Landfill Gas | 29.7372 | -98.0228 | 1.6
2025-09 | ERCO | Mesquite Creek LFGTE Project | 57167 | GEN2 | WM Renewable Energy LLC | Landfill Gas | 29.7372 | -98.0228 | 1.6
2025-09 | PJM | Suburban Landfill Gas Recovery | 57170 | GEN1 | WM Renewable Energy LLC | Landfill Gas | 39.9124 | -82.245 | 0.8
2025-09 | PJM | Suburban Landfill Gas Recovery | 57170 | GEN2 | WM Renewable Energy LLC | Landfill Gas | 39.9124 | -82.245 | 0.8
2025-09 | PJM | Suburban Landfill Gas Recovery | 57170 | GEN3 | WM Renewable Energy LLC | Landfill Gas | 39.9124 | -82.245 | 0.8
2025-09 | PJM | Suburban Landfill Gas Recovery | 57170 | GEN4 | WM Renewable Energy LLC | Landfill Gas | 39.9124 | -82.245 | 0.8
2025-09 | PJM | Suburban Landfill Gas Recovery | 57170 | GEN5 | WM Renewable Energy LLC | Landfill Gas | 39.9124 | -82.245 | 0.8
2025-09 | PJM | Suburban Landfill Gas Recovery | 57170 | GEN6 | WM Renewable Energy LLC | Landfill Gas | 39.9124 | -82.245 | 0.8
2025-09 | PJM | Suburban Landfill Gas Recovery | 57170 | GEN7 | WM Renewable Energy LLC | Landfill Gas | 39.9124 | -82.245 | 0.8
2025-09 | MISO | Cedar Hills Wind Farm | 57171 | 1 | Montana-Dakota Utilities Co | Onshore Wind Turbine | 46.2456 | -103.7672 | 19.5
2025-09 | MISO | Glen Ullin Station 6 | 57172 | 1 | Montana-Dakota Utilities Co | All Other | 46.8214 | -101.7564 | 5.3
2025-09 | PJM | University of Delaware Wind Turbine | 57176 | FSMW | First State Marine Wind | Onshore Wind Turbine | 38.7829 | -75.1649 | 2
2025-09 | PJM | Meadow Lake Wind Farm IV | 57177 | GEN 1 | Meadow Lake Wind Farm IV LLC | Onshore Wind Turbine | 40.6778 | -87.0328 | 105.7
2025-09 | ISNE | HSCo CHP | 57179 | 1 | Cartier Energy, LLC | Natural Gas Fired Combustion Turbine | 41.7614 | -72.6686 | 4
2025-09 | PJM | PPL Frey Farm Landfill Wind | 57182 | 1 | NextEra Renewable Fuels, LLC | Onshore Wind Turbine | 39.9592 | -76.4556 | 3.2
2025-09 | ISNE | Orono Hydro Station | 57184 | 1 | Brookfield Black Bear Hydro, LLC | Conventional Hydroelectric | 44.8803 | -68.6647 | 0.5
2025-09 | ISNE | Orono Hydro Station | 57184 | 2 | Brookfield Black Bear Hydro, LLC | Conventional Hydroelectric | 44.8803 | -68.6647 | 0.6
2025-09 | ISNE | Orono Hydro Station | 57184 | 3 | Brookfield Black Bear Hydro, LLC | Conventional Hydroelectric | 44.8803 | -68.6647 | 0.8
2025-09 | ISNE | Orono Hydro Station | 57184 | 4 | Brookfield Black Bear Hydro, LLC | Conventional Hydroelectric | 44.8803 | -68.6647 | 0.8
2025-09 | NYIS | Cricket Valley Energy | 57185 | U001 | Cricket Valley Energy Center LLC | Natural Gas Fired Combined Cycle | 41.6761 | -73.5811 | 174.2
2025-09 | NYIS | Cricket Valley Energy | 57185 | U002 | Cricket Valley Energy Center LLC | Natural Gas Fired Combined Cycle | 41.6761 | -73.5811 | 174.2
2025-09 | NYIS | Cricket Valley Energy | 57185 | U003 | Cricket Valley Energy Center LLC | Natural Gas Fired Combined Cycle | 41.6761 | -73.5811 | 174.2
2025-09 | NYIS | Cricket Valley Energy | 57185 | U004 | Cricket Valley Energy Center LLC | Natural Gas Fired Combined Cycle | 41.6761 | -73.5811 | 263.3
2025-09 | NYIS | Cricket Valley Energy | 57185 | U005 | Cricket Valley Energy Center LLC | Natural Gas Fired Combined Cycle | 41.6761 | -73.5811 | 263.3
2025-09 | NYIS | Cricket Valley Energy | 57185 | U006 | Cricket Valley Energy Center LLC | Natural Gas Fired Combined Cycle | 41.6761 | -73.5811 | 263.3
2025-09 | NYIS | Chautauqua LFGTE Facility | 57186 | GEN1 | Chautauqua Green Energy, LLC | Landfill Gas | 42.1989 | -79.3186 | 1.6
2025-09 | NYIS | Chautauqua LFGTE Facility | 57186 | GEN2 | Chautauqua Green Energy, LLC | Landfill Gas | 42.1989 | -79.3186 | 1.6
2025-09 | NYIS | Chautauqua LFGTE Facility | 57186 | GEN3 | Chautauqua Green Energy, LLC | Landfill Gas | 42.1989 | -79.3186 | 1.6
2025-09 | NYIS | Chautauqua LFGTE Facility | 57186 | GEN4 | Chautauqua Green Energy, LLC | Landfill Gas | 42.1989 | -79.3186 | 1.6
2025-09 | NYIS | Chautauqua LFGTE Facility | 57186 | GEN5 | Chautauqua Green Energy, LLC | Landfill Gas | 42.1989 | -79.3186 | 1.6
2025-09 | NYIS | Chautauqua LFGTE Facility | 57186 | GEN6 | Chautauqua Green Energy, LLC | Landfill Gas | 42.1989 | -79.3186 | 1.6
2025-09 | MISO | Little Quinnesec Falls Hydro Project | 57190 | UNIT1 | Eagle Creek Renewable Energy, LLC | Conventional Hydroelectric | 45.7736 | -87.9894 | 1.9
2025-09 | MISO | Little Quinnesec Falls Hydro Project | 57190 | UNIT2 | Eagle Creek Renewable Energy, LLC | Conventional Hydroelectric | 45.7736 | -87.9894 | 0.8
2025-09 | MISO | Little Quinnesec Falls Hydro Project | 57190 | UNIT3 | Eagle Creek Renewable Energy, LLC | Conventional Hydroelectric | 45.7736 | -87.9894 | 1.9
2025-09 | MISO | Little Quinnesec Falls Hydro Project | 57190 | UNIT4 | Eagle Creek Renewable Energy, LLC | Conventional Hydroelectric | 45.7736 | -87.9894 | 1
2025-09 | MISO | Little Quinnesec Falls Hydro Project | 57190 | UNIT5 | Eagle Creek Renewable Energy, LLC | Conventional Hydroelectric | 45.7736 | -87.9894 | 1
2025-09 | MISO | Little Quinnesec Falls Hydro Project | 57190 | UNIT6 | Eagle Creek Renewable Energy, LLC | Conventional Hydroelectric | 45.7736 | -87.9894 | 2.4
2025-09 | PJM | Exelon Solar Chicago | 57191 | ECS1 | Luminace Solar Chicago, LLC | Solar Photovoltaic | 41.6758 | -87.6514 | 9
2025-09 | SWPP | Day County Wind LLC | 57194 | GE15 | Day County Wind LLC | Onshore Wind Turbine | 45.215 | -97.9056 | 99
2025-09 | ERCO | Blue Wing Solar Energy Generation | 57197 | 1 | Duke Energy Renewables Services | Solar Photovoltaic | 29.3042 | -98.4003 | 13.9
2025-09 | MISO | Bent Tree Wind Farm Phase 1 | 57198 | 1 | Wisconsin Power & Light Co | Onshore Wind Turbine | 43.7246 | -93.4504 | 201.3
2025-09 | MISO | Glacier Hills | 57199 | 1 | Wisconsin Electric Power Co | Onshore Wind Turbine | 43.5639 | -89.1481 | 162
2025-09 | CISO | FPL Energy Montezuma Winds LLC | 57201 | S2.3 | FPL Energy Montezuma Wind | Onshore Wind Turbine | 38.1636 | -121.7966 | 36.8
2025-09 | PJM | Wyandot Solar Farm | 57203 | 1 | Wyandot Solar LLC | Solar Photovoltaic | 40.8795 | -83.3171 | 10
2025-09 | CISO | CM48 | 57205 | PV02 | RWE Clean Energy | Solar Photovoltaic | 35.7814 | -114.9933 | 8
2025-09 | CISO | CM48 | 57205 | PV03 | RWE Clean Energy | Solar Photovoltaic | 35.7814 | -114.9933 | 10
2025-09 | CISO | CM48 | 57205 | PV04 | RWE Clean Energy | Solar Photovoltaic | 35.7814 | -114.9933 | 10
2025-09 | CISO | CM48 | 57205 | PV05 | RWE Clean Energy | Solar Photovoltaic | 35.7814 | -114.9933 | 10
2025-09 | CISO | CM48 | 57205 | PV06 | RWE Clean Energy | Solar Photovoltaic | 35.7814 | -114.9933 | 10
2025-09 | MISO | Thomson Reuters Data Center Bldg ES101 | 57207 | 1 |  | Petroleum Liquids | 44.8244 | -93.1139 | 1.2
2025-09 | ERCO | Papalote Creek II LLC | 57212 | 1 | RWE Clean Energy | Onshore Wind Turbine | 27.9958 | -97.2967 | 200.1
2025-09 | MISO | Waverly Community Wind Project | 57214 | CAN1 | Waverly Municipal Elec Utility | Onshore Wind Turbine | 42.7317 | -92.4711 | 0.9
2025-09 | MISO | Waverly Community Wind Project | 57214 | CAN2 | Waverly Municipal Elec Utility | Onshore Wind Turbine | 42.7317 | -92.4711 | 0.9
2025-09 | MISO | Waverly Community Wind Project | 57214 | SK4 | Waverly Municipal Elec Utility | Onshore Wind Turbine | 42.7317 | -92.4711 | 0.9
2025-09 | PJM | Crayola Solar Project | 57216 | 1 | UGI Energy Services, LLC | Solar Photovoltaic | 40.7605 | -75.2385 | 1
2025-09 | PJM | Crayola Solar Project | 57216 | 2 | UGI Energy Services, LLC | Solar Photovoltaic | 40.7605 | -75.2385 | 1
2025-09 | PJM | Crayola Solar Project | 57216 | 3 | UGI Energy Services, LLC | Solar Photovoltaic | 40.7605 | -75.2385 | 0.8
2025-09 | PJM | Roth Rock Wind Farm LLC | 57239 | SRRW1 | Roth Rock Wind Farm LLC | Onshore Wind Turbine | 39.2544 | -79.4672 | 40
2025-09 | PJM | Roth Rock North Wind Farm, LLC | 57240 | SRRNW | Roth Rock Wind Farm LLC | Onshore Wind Turbine | 39.2872 | -79.4344 | 10
2025-09 | PJM | North American - Erie Generating Station | 57249 | GEN1 | Bio-Gas Technologies LTD | Landfill Gas | 41.3362 | -82.602 | 1.6
2025-09 | PJM | North American - Erie Generating Station | 57249 | GEN2 | Bio-Gas Technologies LTD | Landfill Gas | 41.3362 | -82.602 | 0.8
2025-09 | PJM | Earthmovers LFGTE | 57250 | 1 | Wabash Valley Power Assn, Inc | Landfill Gas | 41.6229 | -85.9752 | 0.8
2025-09 | PJM | Earthmovers LFGTE | 57250 | 2 | Wabash Valley Power Assn, Inc | Landfill Gas | 41.6229 | -85.9752 | 0.8
2025-09 | PJM | Earthmovers LFGTE | 57250 | 3 | Wabash Valley Power Assn, Inc | Landfill Gas | 41.6229 | -85.9752 | 0.8
2025-09 | PJM | Earthmovers LFGTE | 57250 | 4 | Wabash Valley Power Assn, Inc | Landfill Gas | 41.6229 | -85.9752 | 0.8
2025-09 | PJM | Earthmovers LFGTE | 57250 | 5 | Wabash Valley Power Assn, Inc | Landfill Gas | 41.6229 | -85.9752 | 0.8
2025-09 | PJM | Earthmovers LFGTE | 57250 | 6 | Wabash Valley Power Assn, Inc | Landfill Gas | 41.6229 | -85.9752 | 0.8
2025-09 | SWPP | Lakota Wind Wind Farm | 57251 | LAK1 | Iowa Lakes Electric Coop | Onshore Wind Turbine | 43.3839 | -94.1475 | 10.5
2025-09 | SWPP | Iowa Lakes Superior Wind Farm | 57252 | SUP1 | Iowa Lakes Electric Coop | Onshore Wind Turbine | 43.445 | -94.9803 | 10.5
2025-09 | ISNE | MA Military Reservation Wind Project | 57253 | 1 | Air Force Civil Engineer Center | Onshore Wind Turbine | 41.6647 | -70.5942 | 1.5
2025-09 | ISNE | MA Military Reservation Wind Project | 57253 | 2 | Air Force Civil Engineer Center | Onshore Wind Turbine | 41.6647 | -70.5942 | 1.5
2025-09 | ISNE | MA Military Reservation Wind Project | 57253 | 3 | Air Force Civil Engineer Center | Onshore Wind Turbine | 41.6647 | -70.5942 | 1.5
2025-09 | CISO | Victor Valley CC CPV Solar | 57254 | 1PV | Victor Valley Community College District | Solar Photovoltaic | 34.4802 | -117.2579 | 1
2025-09 | PJM | PA Solar Park | 57256 | 1 | RWE Clean Energy | Solar Photovoltaic | 40.8601 | -75.8522 | 10.1
2025-09 | MISO | Iowa Lakes Community College Wind Farm | 57257 | VMN82 | Iowa Lakes Community College | Onshore Wind Turbine | 43.3853 | -94.8157 | 1.7
2025-09 | ERCO | Cedro Hill Wind LLC | 57260 | 1 | Cedro Hill Wind, LLC | Onshore Wind Turbine | 27.5761 | -98.9053 | 150
2025-09 | ERCO | Cedro Hill Wind LLC | 57260 | 2 | Cedro Hill Wind, LLC | Onshore Wind Turbine | 27.5761 | -98.9053 | 150
2025-09 | SWPP | Taloga Wind LLC | 57261 | 1 | Taloga Wind LLC | Onshore Wind Turbine | 35.8556 | -98.9683 | 130
2025-09 | SWPP | Laredo Ridge Wind LLC | 57262 | 1 | NRG Energy Gas & Wind Holdings Inc | Onshore Wind Turbine | 41.8803 | -98.0239 | 79.9
2025-09 | SWPP | Little Pringle II Wind Farm | 57264 | LP2 | Everpoint Services Inc | Onshore Wind Turbine | 35.9249 | -101.5414 | 10
2025-09 | ISNE | Dorchester Solar Site | 57265 | 1 | Massachusetts Electric Co | Solar Photovoltaic | 42.3008 | -71.0472 | 1
2025-09 | CISO | Marsh Landing Generating Station | 57267 | 1 | Marsh Landing LLC | Natural Gas Fired Combustion Turbine | 38.0169 | -121.765 | 207
2025-09 | CISO | Marsh Landing Generating Station | 57267 | 2 | Marsh Landing LLC | Natural Gas Fired Combustion Turbine | 38.0169 | -121.765 | 207
2025-09 | CISO | Marsh Landing Generating Station | 57267 | 3 | Marsh Landing LLC | Natural Gas Fired Combustion Turbine | 38.0169 | -121.765 | 207
2025-09 | CISO | Marsh Landing Generating Station | 57267 | 4 | Marsh Landing LLC | Natural Gas Fired Combustion Turbine | 38.0169 | -121.765 | 207
2025-09 | PJM | Chestnut Flats Wind Farm | 57268 | 1 | EDF Renewable Asset Holdings, Inc. | Onshore Wind Turbine | 40.5228 | -78.4769 | 38
2025-09 | ISNE | Haverhill Solar Power Project | 57269 | 1 | Massachusetts Electric Co | Solar Photovoltaic | 42.7811 | -71.0926 | 1
2025-09 | ISNE | NEDC Solar Site | 57270 | 1 | Massachusetts Electric Co | Solar Photovoltaic | 42.1052 | -71.703 | 1
2025-09 | MISO | Grant County Wind LLC | 57274 | 1 | Grant County Wind, LLC | Onshore Wind Turbine | 45.8033 | -95.8844 | 21
2025-09 | SWPP | Crofton Bluffs Wind LLC | 57278 | CWET1 | Crofton Bluffs Wind, LLC | Onshore Wind Turbine | 42.6983 | -97.58 | 40
2025-09 | PJM | Aqua Ingrams Mill | 57280 | 1 | Aqua America Inc | Solar Photovoltaic | 39.9647 | -75.6578 | 1
2025-09 | MISO | OREG 3 Inc | 57281 | CS13 | Ormat Nevada Inc | All Other | 43.76 | -94.7514 | 5
2025-09 | CISO | Alta Wind Energy Center I | 57282 | AW01 | Alta Wind I, LLC | Onshore Wind Turbine | 35.0337 | -118.3534 | 150
2025-09 | SWPP | Flat Water Wind Farm LLC | 57283 | WTG1 | Flat Water Wind Farm LLC | Onshore Wind Turbine | 40.0011 | -95.9289 | 60
2025-09 | PJM | Minonk Wind Farm | 57284 | 1 | Algonquin Power Co | Onshore Wind Turbine | 40.8886 | -88.9972 | 200
2025-09 | PJM | Sandy Ridge Wind Farm | 57285 | 1 | Algonquin Power Co | Onshore Wind Turbine | 40.7292 | -78.2874 | 50
2025-09 | SWPP | OU Spirit Wind Farm | 57286 | WT1 | Oklahoma Gas & Electric Co | Onshore Wind Turbine | 36.3338 | -99.4801 | 101.2
2025-09 | NYIS | Hardscrabble Wind Power LLC | 57287 | 1 | Avangrid Power LLC | Onshore Wind Turbine | 43.1122 | -74.8789 | 74
2025-09 | MISO | Big Blue | 57289 | BBWP | Big Blue Wind Farm LLC (MN) | Onshore Wind Turbine | 43.6122 | -94.1919 | 36
2025-09 | CISO | Alta Wind Energy Center II | 57291 | AW02 | Alta Wind II, LLC | Onshore Wind Turbine | 35.0239 | -118.2953 | 150
2025-09 | CISO | Alta Wind Energy Center III | 57292 | AW03 | Alta Wind III, LLC | Onshore Wind Turbine | 35.0239 | -118.2953 | 150
2025-09 | CISO | Alta Wind Energy Center IV | 57293 | AW04 | Alta Wind IV, LLC | Onshore Wind Turbine | 35.0086 | -118.2422 | 102
2025-09 | CISO | Alta Wind Energy Center V | 57294 | AW05 | Alta Wind V, LLC | Onshore Wind Turbine | 35.0086 | -118.2422 | 168
2025-09 | CISO | Alpine Solar | 57295 | 1 | Alpine BESS LLC | Solar Photovoltaic | 34.7892 | -118.5047 | 66
2025-09 | MISO | Carleton College | 57296 | GEN1 | Carleton College | Petroleum Liquids | 44.4619 | -93.1564 | 2.3
2025-09 | MISO | Carleton College | 57296 | GEN2 | Carleton College | Petroleum Liquids | 44.4619 | -93.1564 | 2.3
2025-09 | MISO | Carleton College | 57296 | WIND1 | Carleton College | Onshore Wind Turbine | 44.4619 | -93.1564 | 1.6
2025-09 | MISO | Carleton College | 57296 | WIND2 | Carleton College | Onshore Wind Turbine | 44.4619 | -93.1564 | 1.6
2025-09 | PJM | Criterion | 57300 | 1 | Criterion Power Partners LLC | Onshore Wind Turbine | 39.4047 | -79.29 | 70
2025-09 | CISO | Garnet Wind Energy Center | 57302 | 1 | Terra-Gen Operating Co-Wind | Onshore Wind Turbine | 33.9053 | -116.5825 | 6.5
2025-09 | ERCO | Loraine Windpark Project LLC | 57303 | LWG1 | Loraine Windpower Project | Onshore Wind Turbine | 32.4375 | -100.7444 | 75
2025-09 | ERCO | Loraine Windpark Project LLC | 57303 | LWG2 | Loraine Windpower Project | Onshore Wind Turbine | 32.4375 | -100.7444 | 75
2025-09 | ERCO | Mont Belvieu Cogeneration Unit | 57322 | GT01 | Targa Co-Generation LLC | Natural Gas Fired Combustion Turbine | 29.8381 | -94.9007 | 15
2025-09 | PJM | FPL Energy Illinois Wind LLC Hybrid | 57325 | BFT | FPL Energy Illinois Wind LLC | Batteries | 41.7678 | -88.8867 | 20
2025-09 | PJM | FPL Energy Illinois Wind LLC Hybrid | 57325 | GE1.5 | FPL Energy Illinois Wind LLC | Onshore Wind Turbine | 41.7678 | -88.8867 | 217.5
2025-09 | SWPP | Sunray Wind I | 57326 | WND1 | Diamond Shamrock Refining Company LP | Onshore Wind Turbine | 35.9454 | -101.9005 | 49.5
2025-09 | PJM | Kent County Wastewater Treatment Solar | 57330 | 1 | Kent County Levy Court Dept of Pub Work | Solar Photovoltaic | 38.9931 | -75.4375 | 1.2
2025-09 | CISO | Mojave Solar Project | 57331 | MSP1 | Mojave Solar LLC | Solar Thermal without Energy Storage | 35.0177 | -117.3391 | 140
2025-09 | CISO | Mojave Solar Project | 57331 | MSP2 | Mojave Solar LLC | Solar Thermal without Energy Storage | 35.0177 | -117.3391 | 140
2025-09 | SWPP | Crossroads Wind Farm | 57332 | 1-98 | Oklahoma Gas & Electric Co | Onshore Wind Turbine | 36.035 | -98.7222 | 227.5
2025-09 | PJM | Dover Sun Park | 57337 | 1 | Arevon Energy, Inc. | Solar Photovoltaic | 39.1836 | -75.5044 | 10
2025-09 | CISO | Panoche Valley Solar Farm | 57340 | 1 | RWE Clean Energy | Solar Photovoltaic | 36.627 | -120.879 | 140
2025-09 | PJM | Silver Lake Solar Farm | 57341 | SILV | Public Service Elec & Gas Co | Solar Photovoltaic | 40.4948 | -74.3995 | 1.7
2025-09 | MISO | White Oak Energy LLC | 57342 | 1 | White Oak Energy LLC | Onshore Wind Turbine | 40.5908 | -89.0467 | 150
2025-09 | SWPP | Elk City LLC | 57346 | 1 | Elk City LLC | Onshore Wind Turbine | 35.4642 | -99.8983 | 98.9
2025-09 | SWPP | Elk City LLC | 57346 | 2 | Elk City LLC | Onshore Wind Turbine | 35.4642 | -99.8983 | 99.2
2025-09 | MISO | Baldwin Wind LLC | 57347 | GE1 | Baldwin Wind LLC | Onshore Wind Turbine | 47.1133 | -100.7086 | 102.4
2025-09 | PJM | Garrison Energy Center LLC | 57349 | CTG1 | Garrison Energy Center LLC | Natural Gas Fired Combined Cycle | 39.1872 | -75.4994 | 235
2025-09 | PJM | Garrison Energy Center LLC | 57349 | STG2 | Garrison Energy Center LLC | Natural Gas Fired Combined Cycle | 39.1872 | -75.4994 | 126
2025-09 | MISO | Uilk Wind LLC | 57351 | FA01 | RENEW Energy Inc | Onshore Wind Turbine | 43.9811 | -96.4269 | 1.5
2025-09 | MISO | Uilk Wind LLC | 57351 | FA02 | RENEW Energy Inc | Onshore Wind Turbine | 43.9811 | -96.4269 | 1.5
2025-09 | MISO | Uilk Wind LLC | 57351 | FA03 | RENEW Energy Inc | Onshore Wind Turbine | 43.9811 | -96.4269 | 1.5
2025-09 | PJM | Trenton Solar Farm | 57352 | TREN | Public Service Elec & Gas Co | Solar Photovoltaic | 40.2314 | -74.7539 | 1
2025-09 | ISNE | Fox Island Wind LLC | 57354 | 1 | Fox Island Wind LLC | Onshore Wind Turbine | 44.0942 | -68.8658 | 4.5
2025-09 | PJM | Henrico | 57356 | 1 | Industrial Power Generating Company LLC | Landfill Gas | 37.6788 | -77.5678 | 0.3
2025-09 | PJM | Henrico | 57356 | 10 | Industrial Power Generating Company LLC | Landfill Gas | 37.6788 | -77.5678 | 0.3
2025-09 | PJM | Henrico | 57356 | 11 | Industrial Power Generating Company LLC | Landfill Gas | 37.6788 | -77.5678 | 0.3
2025-09 | PJM | Henrico | 57356 | 12 | Industrial Power Generating Company LLC | Landfill Gas | 37.6788 | -77.5678 | 0.3
2025-09 | PJM | Henrico | 57356 | 2 | Industrial Power Generating Company LLC | Landfill Gas | 37.6788 | -77.5678 | 0.3
2025-09 | PJM | Henrico | 57356 | 3 | Industrial Power Generating Company LLC | Landfill Gas | 37.6788 | -77.5678 | 0.3
2025-09 | PJM | Henrico | 57356 | 4 | Industrial Power Generating Company LLC | Landfill Gas | 37.6788 | -77.5678 | 0.3
2025-09 | PJM | Henrico | 57356 | 5 | Industrial Power Generating Company LLC | Landfill Gas | 37.6788 | -77.5678 | 0.3
2025-09 | PJM | Henrico | 57356 | 6 | Industrial Power Generating Company LLC | Landfill Gas | 37.6788 | -77.5678 | 0.3
2025-09 | PJM | Henrico | 57356 | 7 | Industrial Power Generating Company LLC | Landfill Gas | 37.6788 | -77.5678 | 0.3
2025-09 | PJM | Henrico | 57356 | 8 | Industrial Power Generating Company LLC | Landfill Gas | 37.6788 | -77.5678 | 0.3
2025-09 | PJM | Henrico | 57356 | 9 | Industrial Power Generating Company LLC | Landfill Gas | 37.6788 | -77.5678 | 0.3
2025-09 | SWPP | Keenan II Renewable Energy Co LLC | 57358 | 1 | CPV Keenan II Renewable Energy Co LLC | Onshore Wind Turbine | 36.2761 | -99.4908 | 151.8
2025-09 | CISO | Avenal Park | 57359 | 1 | Avenal Solar Holdings LLC | Solar Photovoltaic | 35.9897 | -120.11 | 6
2025-09 | CISO | Sun City Project LLC | 57360 | 1 | Avenal Solar Holdings LLC | Solar Photovoltaic | 35.9831 | -120.1103 | 20
2025-09 | CISO | Sand Drag LLC | 57361 | 1 | Avenal Solar Holdings LLC | Solar Photovoltaic | 35.9828 | -120.1103 | 19
2025-09 | PJM | Morgantown Solar Park | 57362 | 1 | The Hankin Group | Solar Photovoltaic | 40.1521 | -75.8659 | 2
2025-09 | PJM | 510 REPP One | 57363 | 1 | 510 REPP One LLC | Solar Photovoltaic | 36.4972 | -77.6058 | 1.3
2025-09 | PJM | Pocono Solar Project | 57367 | POCON | Pocono International Raceway Inc | Solar Photovoltaic | 41.061 | -75.5149 | 2.7
2025-09 | CISO | Agua Caliente Solar Project | 57373 | AGU1 | Agua Caliente Solar | Solar Photovoltaic | 32.9774 | -113.4945 | 90.7
2025-09 | CISO | Agua Caliente Solar Project | 57373 | AGU2 | Agua Caliente Solar | Solar Photovoltaic | 32.9774 | -113.4945 | 136
2025-09 | CISO | Agua Caliente Solar Project | 57373 | AGU3 | Agua Caliente Solar | Solar Photovoltaic | 32.9774 | -113.4945 | 121
2025-09 | MISO | Lakefield Wind Project LLC | 57374 | LAKE1 | EDF Renewable Asset Holdings, Inc. | Onshore Wind Turbine | 43.675 | -95.1567 | 205.5
2025-09 | MISO | Adams Wind Generations LLC | 57375 | AWG | BEAM US, LLC | Onshore Wind Turbine | 44.9169 | -94.7356 | 20
2025-09 | CISO | AV Solar Ranch One | 57378 | AVSR | AV Solar Ranch 1 LLC | Solar Photovoltaic | 34.7803 | -118.4244 | 253
2025-09 | ISNE | New England Wind LLC | 57380 | 1 | Avangrid Power LLC | Onshore Wind Turbine | 42.7297 | -73.0236 | 28.5
2025-09 | PJM | Linden Solar Farm | 57381 | LIND | Public Service Elec & Gas Co | Solar Photovoltaic | 40.62 | -74.2144 | 2.7
2025-09 | PJM | Yardville Solar Farm | 57382 | YARD | Public Service Elec & Gas Co | Solar Photovoltaic | 40.1688 | -74.6567 | 3.6
2025-09 | PJM | WEA Texas Bayonne | 57383 | BAYO | Public Service Elec & Gas Co | Solar Photovoltaic | 40.6772 | -74.0919 | 1.5
2025-09 | PJM | Matrix Buildings A&B (Perth Amboy) Solar | 57384 | MATR | Public Service Elec & Gas Co | Solar Photovoltaic | 40.5344 | -74.27 | 2.5
2025-09 | MISO | Community Wind North LLC | 57385 | 34505 | Northern States Power Co - Minnesota | Onshore Wind Turbine | 44.2456 | -96.4064 | 30
2025-09 | MISO | Ridgewind | 57386 | WTG1 | Ridgewind Power Partners LLC | Onshore Wind Turbine | 44.0189 | -96.0653 | 25.3
2025-09 | MISO | Ashtabula Wind III LLC | 57387 | GE16 | Otter Tail Power Co | Onshore Wind Turbine | 47.1242 | -97.8956 | 62.4
2025-09 | PJM | Haleon York RDC Solar Facility | 57390 | 1 | Haleon PLC | Solar Photovoltaic | 40.0439 | -76.7355 | 2.6
2025-09 | CISO | Genesis Solar Energy Project | 57394 | GEN01 | Genesis Solar LLC | Solar Thermal without Energy Storage | 33.665 | -114.9981 | 125
2025-09 | CISO | Genesis Solar Energy Project | 57394 | GEN02 | Genesis Solar LLC | Solar Thermal without Energy Storage | 33.665 | -114.9981 | 125
2025-09 | MISO | Danielson Wind Farms LLC | 57396 | DWF | BEAM US, LLC | Onshore Wind Turbine | 45.0717 | -94.7522 | 20
2025-09 | PJM | Dow Jones South Brunswick Solar | 57397 | PV01 | Dow Jones & Co | Solar Photovoltaic | 40.3698 | -74.5868 | 2.2
2025-09 | PJM | Dow Jones South Brunswick Solar | 57397 | PV02 | Dow Jones & Co | Solar Photovoltaic | 40.3698 | -74.5868 | 1.4
2025-09 | MISO | Cannelton Hydroelectric Plant | 57399 | CG1 | American Mun Power-Ohio, Inc | Conventional Hydroelectric | 37.8997 | -86.7058 | 29.3
2025-09 | MISO | Cannelton Hydroelectric Plant | 57399 | CG2 | American Mun Power-Ohio, Inc | Conventional Hydroelectric | 37.8997 | -86.7058 | 29.3
2025-09 | MISO | Cannelton Hydroelectric Plant | 57399 | CG3 | American Mun Power-Ohio, Inc | Conventional Hydroelectric | 37.8997 | -86.7058 | 29.3
2025-09 | MISO | Smithland Hydroelectric Plant | 57400 | SG1 | American Mun Power-Ohio, Inc | Conventional Hydroelectric | 37.1696 | -88.4195 | 25.3
2025-09 | MISO | Smithland Hydroelectric Plant | 57400 | SG2 | American Mun Power-Ohio, Inc | Conventional Hydroelectric | 37.1696 | -88.4195 | 25.3
2025-09 | MISO | Smithland Hydroelectric Plant | 57400 | SG3 | American Mun Power-Ohio, Inc | Conventional Hydroelectric | 37.1696 | -88.4195 | 25.3
2025-09 | PJM | Willow Island Hydroelectric Plant | 57401 | WIG1 | American Mun Power-Ohio, Inc | Conventional Hydroelectric | 39.3578 | -81.3179 | 22
2025-09 | PJM | Willow Island Hydroelectric Plant | 57401 | WIG2 | American Mun Power-Ohio, Inc | Conventional Hydroelectric | 39.3578 | -81.3179 | 22
2025-09 | NYIS | Oneida Herkimer | 57404 | GEN1 | WM Renewable Energy LLC | Landfill Gas | 43.4622 | -75.4183 | 1.6
2025-09 | NYIS | Oneida Herkimer | 57404 | GEN2 | WM Renewable Energy LLC | Landfill Gas | 43.4622 | -75.4183 | 1.6
2025-09 | MISO | Eagle Valley (MI) | 57405 | GEN1 | WM Renewable Energy LLC | Landfill Gas | 42.7225 | -83.2631 | 1.6
2025-09 | MISO | Eagle Valley (MI) | 57405 | GEN2 | WM Renewable Energy LLC | Landfill Gas | 42.7225 | -83.2631 | 1.6
2025-09 | PJM | Geneva | 57410 | GEN1 | WM Renewable Energy LLC | Landfill Gas | 41.795 | -80.91 | 0.8
2025-09 | PJM | Geneva | 57410 | GEN2 | WM Renewable Energy LLC | Landfill Gas | 41.795 | -80.91 | 0.8
2025-09 | PJM | Geneva | 57410 | GEN3 | WM Renewable Energy LLC | Landfill Gas | 41.795 | -80.91 | 0.8
2025-09 | PJM | Geneva | 57410 | GEN4 | WM Renewable Energy LLC | Landfill Gas | 41.795 | -80.91 | 0.8
2025-09 | PJM | Geneva | 57410 | GEN5 | WM Renewable Energy LLC | Landfill Gas | 41.795 | -80.91 | 0.8
2025-09 | PJM | Mahoning | 57411 | GEN1 | WM Renewable Energy LLC | Landfill Gas | 40.9144 | -80.5861 | 0.8
2025-09 | PJM | Mahoning | 57411 | GEN2 | WM Renewable Energy LLC | Landfill Gas | 40.9144 | -80.5861 | 0.8
2025-09 | PJM | Mahoning | 57411 | GEN3 | WM Renewable Energy LLC | Landfill Gas | 40.9144 | -80.5861 | 0.8
2025-09 | PJM | Mahoning | 57411 | GEN4 | WM Renewable Energy LLC | Landfill Gas | 40.9144 | -80.5861 | 0.8
2025-09 | PJM | Mahoning | 57411 | GEN5 | WM Renewable Energy LLC | Landfill Gas | 40.9144 | -80.5861 | 0.8
2025-09 | PJM | Knouse Solar Project 1 | 57412 | 1 | Knouse Food Cooperative Inc | Solar Photovoltaic | 40.0264 | -77.2344 | 3
2025-09 | ISNE | Notus Wind 1 | 57414 | 1 | Notus Clean Energy LLC | Onshore Wind Turbine | 41.6083 | -70.6089 | 1.7
2025-09 | ERCO | Sherbino II | 57415 | 1 | Sherbino II Wind Farm LLC | Onshore Wind Turbine | 30.7726 | -102.5058 | 132
2025-09 | MISO | Elk Wind Farm | 57417 | NORD | Greenbacker Renewable Energy Corporation | Onshore Wind Turbine | 42.5839 | -91.3708 | 40.8
2025-09 | MISO | Gratiot Wind Park | 57421 | 1 | DTE Electric Company | Onshore Wind Turbine | 43.4339 | -84.4975 | 102
2025-09 | CISO | Yolo County Solar Project | 57422 | 1 | Yolo County of | Solar Photovoltaic | 38.6597 | -121.7294 | 1
2025-09 | MISO | Buffalo Ridge II LLC | 57424 | 1 | Avangrid Power LLC | Onshore Wind Turbine | 44.5281 | -96.6267 | 210
2025-09 | MISO | Oak Glen Wind Farm | 57432 | 1 | Minnesota Municipal Power Agny | Onshore Wind Turbine | 43.9206 | -93.1406 | 44
2025-09 | MISO | Valley View Transmission LLC | 57434 | VVT | RWE Clean Energy | Onshore Wind Turbine | 43.9028 | -96.0217 | 10
2025-09 | PJM | Solar Star North Carolina II LLC | 57435 | 1 | Duke Energy Renewables Services | Solar Photovoltaic | 36.425 | -77.064 | 1.3
2025-09 | PJM | Solar Star North Carolina II LLC | 57435 | 2 | Duke Energy Renewables Services | Solar Photovoltaic | 36.425 | -77.064 | 1.3
2025-09 | PJM | Solar Star North Carolina II LLC | 57435 | 3 | Duke Energy Renewables Services | Solar Photovoltaic | 36.425 | -77.064 | 1.3
2025-09 | PJM | Solar Star North Carolina II LLC | 57435 | 4 | Duke Energy Renewables Services | Solar Photovoltaic | 36.425 | -77.064 | 1.3
2025-09 | PJM | Solar Star North Carolina II LLC | 57435 | 5 | Duke Energy Renewables Services | Solar Photovoltaic | 36.425 | -77.064 | 1.3
2025-09 | CISO | California Valley Solar Ranch | 57439 | HPR2 | Clearway Energy Operating LLC | Solar Photovoltaic | 35.3237 | -119.9166 | 32.3
2025-09 | CISO | California Valley Solar Ranch | 57439 | HPR2A | Clearway Energy Operating LLC | Solar Photovoltaic | 35.3237 | -119.9166 | 21
2025-09 | CISO | California Valley Solar Ranch | 57439 | HPR2B | Clearway Energy Operating LLC | Solar Photovoltaic | 35.3237 | -119.9166 | 86.5
2025-09 | CISO | California Valley Solar Ranch | 57439 | HPR2C | Clearway Energy Operating LLC | Solar Photovoltaic | 35.3237 | -119.9166 | 70
2025-09 | CISO | California Valley Solar Ranch | 57439 | HPR2D | Clearway Energy Operating LLC | Solar Photovoltaic | 35.3237 | -119.9166 | 40
2025-09 | CISO | Solar Photovoltaic Project #42 | 57441 | S42A | Southern California Edison Co | Solar Photovoltaic | 36.0281 | -119.0747 | 0.5
2025-09 | CISO | Solar Photovoltaic Project #42 | 57441 | S42B | Southern California Edison Co | Solar Photovoltaic | 36.0281 | -119.0747 | 0.5
2025-09 | CISO | Solar Photovoltaic Project #42 | 57441 | S42C | Southern California Edison Co | Solar Photovoltaic | 36.0281 | -119.0747 | 0.5
2025-09 | CISO | Solar Photovoltaic Project #42 | 57441 | S42D | Southern California Edison Co | Solar Photovoltaic | 36.0281 | -119.0747 | 0.5
2025-09 | CISO | Solar Photovoltaic Project #42 | 57441 | S42E | Southern California Edison Co | Solar Photovoltaic | 36.0281 | -119.0747 | 0.5
2025-09 | CISO | Solar Photovoltaic Project #42 | 57441 | S42F | Southern California Edison Co | Solar Photovoltaic | 36.0281 | -119.0747 | 0.5
2025-09 | CISO | Solar Photovoltaic Project #42 | 57441 | S42G | Southern California Edison Co | Solar Photovoltaic | 36.0281 | -119.0747 | 0.5
2025-09 | CISO | Solar Photovoltaic Project #42 | 57441 | S42H | Southern California Edison Co | Solar Photovoltaic | 36.0281 | -119.0747 | 0.5
2025-09 | CISO | Solar Photovoltaic Project #42 | 57441 | S42I | Southern California Edison Co | Solar Photovoltaic | 36.0281 | -119.0747 | 0.5
2025-09 | CISO | Solar Photovoltaic Project #42 | 57441 | S42J | Southern California Edison Co | Solar Photovoltaic | 36.0281 | -119.0747 | 0.5
2025-09 | MISO | Pine Tree Acres WM LFGTE | 57443 | GEN1 | WM Renewable Energy LLC | Landfill Gas | 42.765 | -82.7456 | 1.6
2025-09 | MISO | Pine Tree Acres WM LFGTE | 57443 | GEN2 | WM Renewable Energy LLC | Landfill Gas | 42.765 | -82.7456 | 1.6
2025-09 | MISO | Pine Tree Acres WM LFGTE | 57443 | GEN3 | WM Renewable Energy LLC | Landfill Gas | 42.765 | -82.7456 | 1.6
2025-09 | MISO | Pine Tree Acres WM LFGTE | 57443 | GEN4 | WM Renewable Energy LLC | Landfill Gas | 42.765 | -82.7456 | 1.6
2025-09 | MISO | Pine Tree Acres WM LFGTE | 57443 | GEN5 | WM Renewable Energy LLC | Landfill Gas | 42.765 | -82.7456 | 1.6
2025-09 | MISO | Pine Tree Acres WM LFGTE | 57443 | GEN6 | WM Renewable Energy LLC | Landfill Gas | 42.765 | -82.7456 | 1.6
2025-09 | MISO | Pine Tree Acres WM LFGTE | 57443 | GEN7 | WM Renewable Energy LLC | Landfill Gas | 42.765 | -82.7456 | 1.6
2025-09 | MISO | Pine Tree Acres WM LFGTE | 57443 | GEN8 | WM Renewable Energy LLC | Landfill Gas | 42.765 | -82.7456 | 1.6
2025-09 | PJM | Laurel Mountain Hybrid | 57447 | 1 | AES Distributed Energy | Onshore Wind Turbine | 39.0072 | -79.8866 | 97.6
2025-09 | PJM | Pilesgrove | 57448 | PILE | RWE Clean Energy | Solar Photovoltaic | 39.613 | -75.3095 | 18
2025-09 | PJM | Blue Creek Wind Project | 57449 | 1 | Avangrid Power LLC | Onshore Wind Turbine | 40.9315 | -84.5618 | 302
2025-09 | CISO | Solar Borrego I | 57455 | SB1 | NRG Solar Borrego I | Solar Photovoltaic | 33.2989 | -116.3508 | 26
2025-09 | PJM | 145 Talmadge Solar | 57458 | 1 | Avidan Energy Solutions | Solar Photovoltaic | 40.5358 | -74.3913 | 3.8
2025-09 | CISO | Mountain View IV | 57459 | 1 | AES Distributed Energy | Onshore Wind Turbine | 33.8816 | -116.5527 | 49
2025-09 | CISO | Caltech Central | 57460 | CL00 | Bloom Energy 2009 PPA | Other Natural Gas | 34.1358 | -118.1267 | 0.1
2025-09 | CISO | Caltech Central | 57460 | CL01 | Bloom Energy 2009 PPA | Other Natural Gas | 34.1358 | -118.1267 | 0.1
2025-09 | CISO | Caltech Central | 57460 | CL02 | Bloom Energy 2009 PPA | Other Natural Gas | 34.1358 | -118.1267 | 0.1
2025-09 | CISO | Caltech Central | 57460 | CL03 | Bloom Energy 2009 PPA | Other Natural Gas | 34.1358 | -118.1267 | 0.1
2025-09 | CISO | Caltech Central | 57460 | CL04 | Bloom Energy 2009 PPA | Other Natural Gas | 34.1358 | -118.1267 | 0.1
2025-09 | CISO | Caltech Central | 57460 | CL05 | Bloom Energy 2009 PPA | Other Natural Gas | 34.1358 | -118.1267 | 0.1
2025-09 | CISO | Caltech Central | 57460 | CL06 | Bloom Energy 2009 PPA | Other Natural Gas | 34.1358 | -118.1267 | 0.1
2025-09 | CISO | Caltech Central | 57460 | CL07 | Bloom Energy 2009 PPA | Other Natural Gas | 34.1358 | -118.1267 | 0.1
2025-09 | CISO | Caltech Central | 57460 | CL08 | Bloom Energy 2009 PPA | Other Natural Gas | 34.1358 | -118.1267 | 0.1
2025-09 | CISO | Caltech Central | 57460 | CL09 | Bloom Energy 2009 PPA | Other Natural Gas | 34.1358 | -118.1267 | 0.1
2025-09 | CISO | Caltech Central | 57460 | CL10 | Bloom Energy 2009 PPA | Other Natural Gas | 34.1358 | -118.1267 | 0.1
2025-09 | PJM | Napoleon Solar I | 57462 | 1 | Enfinity BNB Napoleon Solar LLC | Solar Photovoltaic | 41.3884 | -84.0958 | 8
2025-09 | PJM | Bishop Hill Energy LLC | 57463 | 1 | SunEdison LLC | Onshore Wind Turbine | 41.2153 | -90.1208 | 200
2025-09 | PJM | Romark PA Solar | 57465 | 1 | Romark Logistics of PA Inc. | Solar Photovoltaic | 40.9361 | -76.0389 | 1.8
2025-09 | PJM | Blue Ridge Landfill | 57466 | GEN1 | NextEra Renewable Fuels, LLC | Landfill Gas | 39.9619 | -77.5611 | 1.6
2025-09 | PJM | Blue Ridge Landfill | 57466 | GEN2 | NextEra Renewable Fuels, LLC | Landfill Gas | 39.9619 | -77.5611 | 1.6
2025-09 | PJM | Blue Ridge Landfill | 57466 | GEN3 | NextEra Renewable Fuels, LLC | Landfill Gas | 39.9619 | -77.5611 | 1.6
2025-09 | PJM | Blue Ridge Landfill | 57466 | GEN4 | NextEra Renewable Fuels, LLC | Landfill Gas | 39.9619 | -77.5611 | 1.6
2025-09 | MISO | Crystal Lake 3 LLC | 57468 | GE1.5 | Crystal Lake 3 LLC | Onshore Wind Turbine | 43.3192 | -93.8836 | 66
2025-09 | MISO | Garden Wind LLC | 57469 | GE1.5 | Garden Wind LLC | Onshore Wind Turbine | 42.2244 | -93.3736 | 150
2025-09 | PJM | Murray Hill Solar | 57471 | MHNJ | RWE Clean Energy | Solar Photovoltaic | 40.6844 | -74.4044 | 1
2025-09 | ISNE | Dartmouth Solar | 57473 | DSMA | RWE Clean Energy | Solar Photovoltaic | 41.7158 | -70.9744 | 1.6
2025-09 | SWPP | Ralls Wind Farm | 57474 | 1 | Ralls Wind Farm LLC | Onshore Wind Turbine | 33.6611 | -101.39 | 10
2025-09 | ISNE | Chittenden County Solar Partners | 57481 | 01 | Chittenden County Solar Partners LLC | Solar Photovoltaic | 44.4361 | -73.1453 | 2.2
2025-09 | CISO | Sentinel Energy Center, LLC | 57482 | CTG1 | Sentinel Energy Center LLC | Natural Gas Fired Combustion Turbine | 33.9342 | -116.5714 | 100
2025-09 | CISO | Sentinel Energy Center, LLC | 57482 | CTG2 | Sentinel Energy Center LLC | Natural Gas Fired Combustion Turbine | 33.9342 | -116.5714 | 100
2025-09 | CISO | Sentinel Energy Center, LLC | 57482 | CTG3 | Sentinel Energy Center LLC | Natural Gas Fired Combustion Turbine | 33.9342 | -116.5714 | 100
2025-09 | CISO | Sentinel Energy Center, LLC | 57482 | CTG4 | Sentinel Energy Center LLC | Natural Gas Fired Combustion Turbine | 33.9342 | -116.5714 | 100
2025-09 | CISO | Sentinel Energy Center, LLC | 57482 | CTG5 | Sentinel Energy Center LLC | Natural Gas Fired Combustion Turbine | 33.9342 | -116.5714 | 100
2025-09 | CISO | Sentinel Energy Center, LLC | 57482 | CTG6 | Sentinel Energy Center LLC | Natural Gas Fired Combustion Turbine | 33.9342 | -116.5714 | 100
2025-09 | CISO | Sentinel Energy Center, LLC | 57482 | CTG7 | Sentinel Energy Center LLC | Natural Gas Fired Combustion Turbine | 33.9342 | -116.5714 | 100
2025-09 | CISO | Sentinel Energy Center, LLC | 57482 | CTG8 | Sentinel Energy Center LLC | Natural Gas Fired Combustion Turbine | 33.9342 | -116.5714 | 100
2025-09 | CISO | Mariposa Energy Project | 57483 | CTG1 | Diamond Generating Corporation | Natural Gas Fired Combustion Turbine | 37.7892 | -121.6019 | 49.9
2025-09 | CISO | Mariposa Energy Project | 57483 | CTG2 | Diamond Generating Corporation | Natural Gas Fired Combustion Turbine | 37.7892 | -121.6019 | 49.9
2025-09 | CISO | Mariposa Energy Project | 57483 | CTG3 | Diamond Generating Corporation | Natural Gas Fired Combustion Turbine | 37.7892 | -121.6019 | 49.9
2025-09 | CISO | Mariposa Energy Project | 57483 | CTG4 | Diamond Generating Corporation | Natural Gas Fired Combustion Turbine | 37.7892 | -121.6019 | 49.9
2025-09 | CISO | Manzana Wind LLC | 57484 | GEN1 | Avangrid Power LLC | Onshore Wind Turbine | 34.9349 | -118.4612 | 189
2025-09 | PJM | Flemington Solar | 57485 | FSNJ | RWE Clean Energy | Solar Photovoltaic | 40.4839 | -74.8567 | 8
2025-09 | PJM | Frenchtown I Solar | 57486 | F1NJ | RWE Clean Energy | Solar Photovoltaic | 40.5217 | -75.0122 | 3
2025-09 | PJM | Frenchtown II Solar | 57487 | F2NJ | RWE Clean Energy | Solar Photovoltaic | 40.5144 | -74.9769 | 3
2025-09 | PJM | Lebanon Solar | 57488 | LSNJ | RWE Clean Energy | Solar Photovoltaic | 40.6758 | -74.9122 | 2
2025-09 | SWPP | Oak Grove Power Producers | 57489 | G1 | Cube District Energy, LLC | Landfill Gas | 37.6297 | -94.6414 | 1.6
2025-09 | SWPP | Oak Grove Power Producers | 57489 | G2 | Cube District Energy, LLC | Landfill Gas | 37.6297 | -94.6414 | 2
2025-09 | CISO | Imperial Solar Energy Center South | 57490 | 56819 | CSOLAR IV South LLC | Solar Photovoltaic | 32.6633 | -115.6583 | 128.9
2025-09 | CISO | Imperial Solar Energy Center West | 57491 | 56819 | CSOLAR IV West LLC | Solar Photovoltaic | 32.7722 | -115.7793 | 148.7
2025-09 | MISO | Settlers Trail Wind Farm LLC | 57493 | STWF | RWE Clean Energy | Onshore Wind Turbine | 40.6944 | -87.5708 | 150.4
2025-09 | PJM | Masser Farms Realty Solar | 57494 | MFRS | Masser Farms Realty Ltd | Solar Photovoltaic | 40.6406 | -76.6054 | 1
2025-09 | CISO | Stroud Solar Station | 57497 | 1 | Pacific Gas & Electric Co. | Solar Photovoltaic | 36.5314 | -120.1069 | 20
2025-09 | CISO | Five Points Solar Station | 57498 | 1 | Pacific Gas & Electric Co. | Solar Photovoltaic | 36.4003 | -120.1033 | 15
2025-09 | CISO | Westside Solar Station | 57499 | 1 | Pacific Gas & Electric Co. | Solar Photovoltaic | 36.3787 | -120.1249 | 15
2025-09 | MISO | Laurel Wind Farm | 57500 | LWF | MidAmerican Energy Co | Onshore Wind Turbine | 41.8833 | -92.9333 | 123.4
2025-09 | MISO | Rolling Hills Wind Farm | 57501 | RHWF | MidAmerican Energy Co | Onshore Wind Turbine | 41.1973 | -94.7744 | 484.2
2025-09 | ERCO | TECO CHP-1 | 57504 | CHP1 | Texas Medical Center Central | Natural Gas Fired Combustion Turbine | 29.7035 | -95.3983 | 48
2025-09 | ERCO | TECO CHP-1 | 57504 | GTG2 | Texas Medical Center Central | Natural Gas Fired Combustion Turbine | 29.7035 | -95.3983 | 50
2025-09 | CISO | FRV SI Transport Solar LP | 57506 | SEIM | FRV SI Transport Solar, L.P. (Sacremento) | Solar Photovoltaic | 38.4869 | -121.3911 | 1
2025-09 | CISO | Ocotillo Express LLC | 57514 | WTG | Pattern Operators LP | Onshore Wind Turbine | 32.7528 | -116.0447 | 265.4
2025-09 | CISO | Walnut Creek Energy Park | 57515 | GT1 | Walnut Creek LLC | Natural Gas Fired Combustion Turbine | 34.0087 | -117.9449 | 100
2025-09 | CISO | Walnut Creek Energy Park | 57515 | GT2 | Walnut Creek LLC | Natural Gas Fired Combustion Turbine | 34.0087 | -117.9449 | 100
2025-09 | CISO | Walnut Creek Energy Park | 57515 | GT3 | Walnut Creek LLC | Natural Gas Fired Combustion Turbine | 34.0087 | -117.9449 | 100
2025-09 | CISO | Walnut Creek Energy Park | 57515 | GT4 | Walnut Creek LLC | Natural Gas Fired Combustion Turbine | 34.0087 | -117.9449 | 100
2025-09 | CISO | Walnut Creek Energy Park | 57515 | GT5 | Walnut Creek LLC | Natural Gas Fired Combustion Turbine | 34.0087 | -117.9449 | 100
2025-09 | ERCO | Trinity Hills | 57520 | 1 | Trinity Hills Wind Farm LLC | Onshore Wind Turbine | 33.3836 | -98.7119 | 198
2025-09 | CISO | Giffen | 57521 | 1 | Pacific Gas & Electric Co. | Solar Photovoltaic | 36.5303 | -120.3161 | 10
2025-09 | CISO | Cantua Solar Station | 57522 | 1 | Pacific Gas & Electric Co. | Solar Photovoltaic | 36.4251 | -120.3435 | 20
2025-09 | CISO | Huron Solar Station | 57523 | 1 | Pacific Gas & Electric Co. | Solar Photovoltaic | 36.1814 | -120.0306 | 20
2025-09 | ISNE | Bingham Wind | 57531 | 1 | Onward Energy | Onshore Wind Turbine | 45.1033 | -69.7619 | 186
2025-09 | MISO | Shirley Wind | 57553 | 1 | Duke Energy Renewables Services | Onshore Wind Turbine | 44.3481 | -87.9278 | 20
2025-09 | CISO | Pio Pico Energy Center | 57555 | CTG1 | Pio Pico Energy Center LLC | Natural Gas Fired Combustion Turbine | 32.5739 | -116.9178 | 131.8
2025-09 | CISO | Pio Pico Energy Center | 57555 | CTG2 | Pio Pico Energy Center LLC | Natural Gas Fired Combustion Turbine | 32.5739 | -116.9178 | 131.8
2025-09 | CISO | Pio Pico Energy Center | 57555 | CTG3 | Pio Pico Energy Center LLC | Natural Gas Fired Combustion Turbine | 32.5739 | -116.9178 | 131.8
2025-09 | CISO | Sunnyvale City of WPCP | 57557 | S-14 | Sunnyvale City of WPCP | Natural Gas Internal Combustion Engine | 37.4194 | -122.0153 | 0.8
2025-09 | CISO | Sunnyvale City of WPCP | 57557 | S-15 | Sunnyvale City of WPCP | Natural Gas Internal Combustion Engine | 37.4194 | -122.0153 | 0.8
2025-09 | CISO | Sunset Reservoir North Basin | 57559 | 1 | Duke Energy Renewables Services | Solar Photovoltaic | 37.7509 | -122.4818 | 4.5
2025-09 | CISO | Algonquin Power Sanger LLC | 57564 | CTG | Algonquin Power Sanger LLC | Natural Gas Fired Combined Cycle | 36.6842 | -119.5522 | 49
2025-09 | CISO | Algonquin Power Sanger LLC | 57564 | STG2 | Algonquin Power Sanger LLC | Natural Gas Fired Combined Cycle | 36.6842 | -119.5522 | 12.5
2025-09 | ISNE | Record Hill Wind | 57568 | RHW | Record Hill Wind LLC | Onshore Wind Turbine | 44.6336 | -70.6278 | 50.6
2025-09 | PJM | Cooper Farms VW Project | 57570 | WTG | Cooper Hatchery Inc. | Onshore Wind Turbine | 40.9058 | -84.5703 | 4.5
2025-09 | CISO | CCCSD Wastewater Treatment Plnt | 57573 | S188 | Central Contra Costa Sanitary District | Natural Gas Fired Combustion Turbine | 37.9978 | -122.0697 | 3.5
2025-09 | PJM | ETS Ewing Solar Facility | 57574 | ETS1 | MN8 Energy LLC | Solar Photovoltaic | 40.2818 | -74.7936 | 1.3
2025-09 | CISO | Robert O Schulz Solar Farm | 57579 | 1 | South San Joaquin Irr District | Solar Photovoltaic | 37.8583 | -120.8917 | 0.9
2025-09 | CISO | Robert O Schulz Solar Farm | 57579 | 2 | South San Joaquin Irr District | Solar Photovoltaic | 37.8583 | -120.8917 | 0.7
2025-09 | CISO | Broadridge Cogen | 57580 | CG1 | Broadridge Customer Communications | Natural Gas Internal Combustion Engine | 38.6183 | -121.0564 | 2.1
2025-09 | CISO | Broadridge Cogen | 57580 | CG2 | Broadridge Customer Communications | Natural Gas Internal Combustion Engine | 38.6183 | -121.0564 | 2.1
2025-09 | CISO | Broadridge Cogen | 57580 | PV1 | Broadridge Customer Communications | Solar Photovoltaic | 38.6183 | -121.0564 | 0.5
2025-09 | CISO | Broadridge Cogen | 57580 | PV2 | Broadridge Customer Communications | Solar Photovoltaic | 38.6183 | -121.0564 | 0.5
2025-09 | PJM | Allenwood | 57581 | 1 | NextEra Renewable Fuels, LLC | Landfill Gas | 41.1511 | -76.9178 | 1.6
2025-09 | PJM | Allenwood | 57581 | 2 | NextEra Renewable Fuels, LLC | Landfill Gas | 41.1511 | -76.9178 | 1.6
2025-09 | PJM | Lycoming County | 57582 | 1 | NextEra Renewable Fuels, LLC | Landfill Gas | 41.1511 | -76.9178 | 1.6
2025-09 | PJM | Lycoming County | 57582 | 2 | NextEra Renewable Fuels, LLC | Landfill Gas | 41.1511 | -76.9178 | 1.6
2025-09 | CISO | University of California San Diego Hybri | 57584 | BS1 | University of California San Diego | Batteries | 32.8747 | -117.2392 | 2.5
2025-09 | CISO | University of California San Diego Hybri | 57584 | NT2 | University of California San Diego | Natural Gas Fired Combined Cycle | 32.8747 | -117.2392 | 15
2025-09 | CISO | University of California San Diego Hybri | 57584 | ST1 | University of California San Diego | Natural Gas Fired Combined Cycle | 32.8747 | -117.2392 | 15
2025-09 | CISO | University of California San Diego Hybri | 57584 | STG | University of California San Diego | Natural Gas Fired Combined Cycle | 32.8747 | -117.2392 | 3
2025-09 | CISO | Oxnard Paper Mill | 57585 | 1 | New-Indy, Oxnard LLC | Natural Gas Fired Combustion Turbine | 34.1414 | -119.1831 | 29
2025-09 | CISO | Shiloh III Wind Project LLC | 57586 | 1 | EDF Renewable Asset Holdings, Inc. | Onshore Wind Turbine | 38.1694 | -121.8469 | 102.5
2025-09 | PJM | Matrix Stults Road Solar Facility | 57588 | STULT | Public Service Elec & Gas Co | Solar Photovoltaic | 40.3622 | -74.4797 | 2.6
2025-09 | NYIS | Long Island Solar Farm LLC | 57589 | 9WUBN | Long Island Solar Farm LLC | Solar Photovoltaic | 40.8611 | -72.8478 | 31.5
2025-09 | SWPP | Minco Wind I, LLC | 57590 | 1 | FPLE Wind, LLC | Onshore Wind Turbine | 35.2803 | -97.9756 | 99.2
2025-09 | SWPP | Broken Bow Wind LLC | 57593 | 1 | Broken Bow Wind LLC | Onshore Wind Turbine | 41.4547 | -99.5681 | 79.9
2025-09 | CISO | Teichert Materials-Teichert Vernalis | 57594 | WTG1 | Foundation HA Energy Generation, LLC | Onshore Wind Turbine | 37.6167 | -121.3564 | 1
2025-09 | PJM | Pinnacle Wind Force LLC | 57595 | 1 | Pinnacle Wind, LLC | Onshore Wind Turbine | 39.445 | -79.03 | 53.7
2025-09 | ISNE | Bridge Street 1 & 2 | 57598 | BS1 | Connecticut Mun Elec Engy Coop | Petroleum Liquids | 41.3628 | -72.0825 | 2.6
2025-09 | ISNE | Bridge Street 1 & 2 | 57598 | BS2 | Connecticut Mun Elec Engy Coop | Petroleum Liquids | 41.3628 | -72.0825 | 2.6
2025-09 | ISNE | Fort Hill 1, 2, 3 & 4 | 57599 | FH1 | Connecticut Mun Elec Engy Coop | Petroleum Liquids | 41.4711 | -72.1022 | 2.6
2025-09 | ISNE | Fort Hill 1, 2, 3 & 4 | 57599 | FH2 | Connecticut Mun Elec Engy Coop | Petroleum Liquids | 41.4711 | -72.1022 | 2.6
2025-09 | ISNE | Fort Hill 1, 2, 3 & 4 | 57599 | FH3 | Connecticut Mun Elec Engy Coop | Petroleum Liquids | 41.4711 | -72.1022 | 2.6
2025-09 | ISNE | Fort Hill 1, 2, 3 & 4 | 57599 | FH4 | Connecticut Mun Elec Engy Coop | Petroleum Liquids | 41.4711 | -72.1022 | 2.6
2025-09 | ISNE | Fishers Island 1 | 57600 | FI1 | Connecticut Mun Elec Engy Coop | Petroleum Liquids | 41.2686 | -72.01 | 2.6
2025-09 | ISNE | Gary Court 1 & 2 | 57601 | GC1 | Connecticut Mun Elec Engy Coop | Petroleum Liquids | 41.3367 | -72.02 | 2.6
2025-09 | ISNE | Gary Court 1 & 2 | 57601 | GC2 | Connecticut Mun Elec Engy Coop | Petroleum Liquids | 41.3367 | -72.02 | 2.6
2025-09 | ISNE | Jewett City 1 | 57602 | JC1 | Connecticut Mun Elec Engy Coop | Petroleum Liquids | 41.6041 | -71.9825 | 2.6
2025-09 | ISNE | LNG 1 & 2 | 57603 | LNG1 | Connecticut Mun Elec Engy Coop | Petroleum Liquids | 41.5694 | -72.1175 | 2.6
2025-09 | ISNE | LNG 1 & 2 | 57603 | LNG2 | Connecticut Mun Elec Engy Coop | Petroleum Liquids | 41.5694 | -72.1175 | 2.6
2025-09 | ISNE | Lebanon Pines 1 & 2 | 57604 | LP1 | Connecticut Mun Elec Engy Coop | Petroleum Liquids | 41.5683 | -72.2322 | 2.6
2025-09 | ISNE | Lebanon Pines 1 & 2 | 57604 | LP2 | Connecticut Mun Elec Engy Coop | Petroleum Liquids | 41.5683 | -72.2322 | 2.6
2025-09 | ISNE | Water Treatment 1 & 2 | 57605 | WT1 | Connecticut Mun Elec Engy Coop | Petroleum Liquids | 41.3469 | -72.0411 | 2.6
2025-09 | ISNE | Water Treatment 1 & 2 | 57605 | WT2 | Connecticut Mun Elec Engy Coop | Petroleum Liquids | 41.3469 | -72.0411 | 2.6
2025-09 | MISO | New Harvest Wind Project LLC | 57609 | 1 | Avangrid Power LLC | Onshore Wind Turbine | 42.1597 | -95.4397 | 100
2025-09 | PJM | LE Wind Turbine 1 | 57613 | WTG1 | Lincoln Electric Company | Onshore Wind Turbine | 41.5844 | -81.5256 | 2.5
2025-09 | SWPP | Waverly Wind Farm LLC | 57614 | GEN1 | Waverly Wind Farm LLC | Onshore Wind Turbine | 38.2569 | -95.8142 | 199
2025-09 | SWPP | Blue Canyon Windpower VI LLC | 57616 | GEN1 | Blue Canyon Windpower VI LLC | Onshore Wind Turbine | 34.9104 | -98.5599 | 99.8
2025-09 | ERCO | Hidalgo Wind Farm LLC | 57617 | GEN1 | Hidalgo Wind Farm LLC | Onshore Wind Turbine | 26.4656 | -98.4111 | 250
2025-09 | PJM | Paulding Wind Farm II | 57620 | GEN1 | Paulding Wind Farm II LLC | Onshore Wind Turbine | 41.0253 | -84.7792 | 99
2025-09 | CISO | Rising Tree Wind Farm | 57621 | GEN1 | Rising Tree Wind Farm LLC | Onshore Wind Turbine | 35.0775 | -118.2183 | 79.2
2025-09 | PJM | Bright Stalk Wind Farm I | 57623 | GEN1 | Lexington Chenoa Wind Farm LLC | Onshore Wind Turbine | 40.7012 | -88.7011 | 205.2
2025-09 | ISNE | Norwich WWTP | 57624 | 1 | City of Norwich - (CT) | Petroleum Liquids | 41.5256 | -72.0833 | 2
2025-09 | MISO | Bos Dairy, LLC | 57625 | BOS4 | Bos Dairy, LLC | Natural Gas Internal Combustion Engine | 41.1153 | -87.2328 | 1
2025-09 | CISO | Foundation ST | 57626 | WTG1 | Foundation HA Energy Generation, LLC | Onshore Wind Turbine | 37.7142 | -121.5217 | 2
2025-09 | PJM | Meadow Lake Wind Farm V LLC | 57628 | GEN1 | Meadow Lake Wind Farm V LLC | Onshore Wind Turbine | 40.7161 | -87.0211 | 100
2025-09 | MISO | Wolverine | 57631 | 1 | Wolverine Wind Energy, LLC | Onshore Wind Turbine | 41.3931 | -94.4447 | 1.5
2025-09 | MISO | Bulldog | 57632 | 1 | Bulldog Wind Energy, LLC | Onshore Wind Turbine | 41.2258 | -94.4406 | 1.5
2025-09 | SWPP | Ironwood Wind | 57639 | 1 | Duke Energy Renewables Services | Onshore Wind Turbine | 37.8183 | -99.7754 | 167.9
2025-09 | PJM | 500 Virginia Solar | 57640 | 1 | Alliance HP Virginia Drive LLC | Solar Photovoltaic | 40.1392 | -75.1917 | 1
2025-09 | MISO | Prairie Rose Wind Farm | 57644 | PR1 | Prairie Rose Wind Farm | Onshore Wind Turbine | 43.8282 | -96.3216 | 200
2025-09 | PJM | McCormick & Co. Inc. at Belcamp | 57646 | PV1 | Luminace Solar Maryland, LLC | Solar Photovoltaic | 39.4836 | -76.2292 | 1.4
2025-09 | PJM | Toys R Us- DE, Inc. at Mt. Olive, NJ | 57647 | PV1 | Luminace Solar New Jersey II, LLC | Solar Photovoltaic | 40.8189 | -74.7186 | 4.1
2025-09 | NYIS | Henkel U.S. Operations Corporation | 57648 | WT1 | Henkel U.S. Operations Corporation | Onshore Wind Turbine | 42.8869 | -76.9683 | 1.7
2025-09 | NYIS | Henkel U.S. Operations Corporation | 57648 | WT2 | Henkel U.S. Operations Corporation | Onshore Wind Turbine | 42.8869 | -76.9683 | 1.7
2025-09 | MISO | Elm Creek Wind II LLC | 57649 | 1 | Avangrid Power LLC | Onshore Wind Turbine | 43.6848 | -94.8799 | 148.8
2025-09 | CISO | Regulus Solar Project | 57650 | FRV4 | Regulus Solar, LLC | Solar Photovoltaic | 35.3 | -118.8519 | 60
2025-09 | CISO | Adobe Solar | 57651 | FRV3 | Southern Power Co | Solar Photovoltaic | 35.1028 | -118.9544 | 20
2025-09 | CISO | Temescal Canyon RV, LLC | 57656 | 1 | Temescal Canyon RV, LLC | Solar Photovoltaic | 33.8264 | -117.5117 | 1.5
2025-09 | ERCO | East Blackland Solar Project 1 | 57659 | PSF | Duke Energy Renewables Services | Solar Photovoltaic | 30.4214 | -97.4614 | 144
2025-09 | PJM | Vineland Mays Landing Solar | 57660 | VNLND | NJR Clean Energy Ventures Corporation | Solar Photovoltaic | 39.4175 | -74.9739 | 4
2025-09 | PJM | Manalapan Village Solar | 57661 | MANVL | NJR Clean Energy Ventures Corporation | Solar Photovoltaic | 40.2567 | -74.3497 | 3.5
2025-09 | PJM | McGraw Hill Solar | 57662 | MCGRH | NJR Clean Energy Ventures Corporation | Solar Photovoltaic | 40.2797 | -74.5564 | 12
2025-09 | SWPP | Cimarron Windpower II | 57663 | 1 | Duke Energy Renewables Services | Onshore Wind Turbine | 37.9013 | -100.372 | 131
2025-09 | NYIS | Astoria Energy II | 57664 | CT3 | Astoria Energy II LLC | Natural Gas Fired Combined Cycle | 40.7813 | -73.8966 | 200
2025-09 | NYIS | Astoria Energy II | 57664 | CT4 | Astoria Energy II LLC | Natural Gas Fired Combined Cycle | 40.7813 | -73.8966 | 200
2025-09 | NYIS | Astoria Energy II | 57664 | ST2 | Astoria Energy II LLC | Natural Gas Fired Combined Cycle | 40.7813 | -73.8966 | 250
2025-09 | MISO | SAF Hydroelectric LLC | 57665 | 11 | SAF Hydroelectric LLC | Conventional Hydroelectric | 44.9789 | -93.2478 | 0.6
2025-09 | MISO | SAF Hydroelectric LLC | 57665 | 12 | SAF Hydroelectric LLC | Conventional Hydroelectric | 44.9789 | -93.2478 | 0.6
2025-09 | MISO | SAF Hydroelectric LLC | 57665 | 13 | SAF Hydroelectric LLC | Conventional Hydroelectric | 44.9789 | -93.2478 | 0.6
2025-09 | MISO | SAF Hydroelectric LLC | 57665 | 14 | SAF Hydroelectric LLC | Conventional Hydroelectric | 44.9789 | -93.2478 | 0.6
2025-09 | MISO | SAF Hydroelectric LLC | 57665 | 15 | SAF Hydroelectric LLC | Conventional Hydroelectric | 44.9789 | -93.2478 | 0.6
2025-09 | MISO | SAF Hydroelectric LLC | 57665 | 3 | SAF Hydroelectric LLC | Conventional Hydroelectric | 44.9789 | -93.2478 | 0.6
2025-09 | MISO | SAF Hydroelectric LLC | 57665 | 5 | SAF Hydroelectric LLC | Conventional Hydroelectric | 44.9789 | -93.2478 | 0.6
2025-09 | MISO | SAF Hydroelectric LLC | 57665 | 7 | SAF Hydroelectric LLC | Conventional Hydroelectric | 44.9789 | -93.2478 | 0.6
2025-09 | MISO | SAF Hydroelectric LLC | 57665 | 8 | SAF Hydroelectric LLC | Conventional Hydroelectric | 44.9789 | -93.2478 | 0.6
2025-09 | ISNE | Foxwoods CoGen | 57666 | CT1 | Foxwoods Resort Casino | Natural Gas Fired Combined Cycle | 41.4731 | -71.9606 | 6.6
2025-09 | ISNE | Foxwoods CoGen | 57666 | CT2 | Foxwoods Resort Casino | Natural Gas Fired Combined Cycle | 41.4731 | -71.9606 | 6.6
2025-09 | ISNE | Foxwoods CoGen | 57666 | STG1 | Foxwoods Resort Casino | Natural Gas Fired Combined Cycle | 41.4731 | -71.9606 | 3
2025-09 | PJM | Seabrook Solar Plant | 57667 | P21A | MN8 Energy LLC | Solar Photovoltaic | 39.485 | -75.215 | 1.5
2025-09 | PJM | Seabrook Solar Plant | 57667 | P21B | MN8 Energy LLC | Solar Photovoltaic | 39.485 | -75.215 | 1.5
2025-09 | PJM | Seabrook Solar Plant | 57667 | P2P2 | MN8 Energy LLC | Solar Photovoltaic | 39.485 | -75.215 | 0.8
2025-09 | PJM | Seabrook Solar Plant | 57667 | SBS1 | MN8 Energy LLC | Solar Photovoltaic | 39.485 | -75.215 | 3
2025-09 | PJM | CASD Solar | 57668 | CASDE | Carlisle Area School District | Solar Photovoltaic | 40.2142 | -77.2061 | 0.9
2025-09 | PJM | CASD Solar | 57668 | CASDW | Carlisle Area School District | Solar Photovoltaic | 40.2142 | -77.2061 | 0.4
2025-09 | MISO | Oakdale Renewable Energy Plant | 57672 | GE1 | University of Iowa | Natural Gas Internal Combustion Engine | 41.7053 | -91.6033 | 1.4
2025-09 | MISO | Oakdale Renewable Energy Plant | 57672 | GE2 | University of Iowa | Natural Gas Internal Combustion Engine | 41.7053 | -91.6033 | 1.4
2025-09 | ISNE | Indian Orchard PV Facility | 57674 | 1 | Western Massachusetts Electric Company | Solar Photovoltaic | 42.1514 | -72.4989 | 1.9
2025-09 | MISO | Pioneer Trail Wind Farm, LLC | 57675 | PTWF | RWE Clean Energy | Onshore Wind Turbine | 40.4641 | -88.0215 | 150.4
2025-09 | ISNE | Silver Lake Solar Photovoltaic Facility | 57676 | 1 | Western Massachusetts Electric Company | Solar Photovoltaic | 42.4525 | -73.2403 | 1.5
2025-09 | SWPP | Post Rock Wind Power Project, LLC | 57678 | 1 | Pattern Operators LP | Onshore Wind Turbine | 38.8417 | -98.2994 | 201
2025-09 | CISO | City of Madera WWTP | 57682 | 1 | SunE GIL1, LLC | Solar Photovoltaic | 36.9408 | -120.1572 | 1
2025-09 | CISO | Staples La Mirada, CA | 57683 | 1 | SunE WF3-ST Holdings, LLC | Solar Photovoltaic | 33.8817 | -118.0175 | 1.1
2025-09 | CISO | Topaz Solar Farm | 57695 | TPZ1 | Topaz Solar Farms LLC | Solar Photovoltaic | 35.4056 | -120.0686 | 129.8
2025-09 | CISO | Topaz Solar Farm | 57695 | TPZ2 | Topaz Solar Farms LLC | Solar Photovoltaic | 35.4056 | -120.0686 | 151.2
2025-09 | CISO | Topaz Solar Farm | 57695 | TPZ3 | Topaz Solar Farms LLC | Solar Photovoltaic | 35.4056 | -120.0686 | 102.1
2025-09 | CISO | Topaz Solar Farm | 57695 | TPZ4 | Topaz Solar Farms LLC | Solar Photovoltaic | 35.4056 | -120.0686 | 90.3
2025-09 | CISO | Topaz Solar Farm | 57695 | TPZ5 | Topaz Solar Farms LLC | Solar Photovoltaic | 35.4056 | -120.0686 | 112.5
2025-09 | CISO | Power Generation Station (PGS) 2 | 57696 | 1 | East Bay Municipal Util Dist | Other Waste Biomass | 37.8258 | -122.2961 | 4.6
2025-09 | ERCO | Webberville Solar Project | 57699 | AES1 | FRV AE Solar LLC | Solar Photovoltaic | 30.2385 | -97.5088 | 30
2025-09 | CISO | Vasco Winds | 57700 | 1 | Vasco Winds, LLC | Onshore Wind Turbine | 37.7908 | -121.7181 | 78.2
2025-09 | CISO | Montezuma Wind II | 57701 | 1 | NextEra Energy Montezuma Wind II, LLC | Onshore Wind Turbine | 38.1167 | -121.8219 | 78.2
2025-09 | CISO | Signal Hill West Unit | 57702 | 1 | Signal Hill Petroleum, Inc | Other Gases | 33.8112 | -118.1756 | 5.7
2025-09 | MISO | Blue Water Renewables Inc | 57706 | 1 | Blue Water Renewables Inc | Landfill Gas | 42.9158 | -82.5945 | 1.6
2025-09 | MISO | Blue Water Renewables Inc | 57706 | 2 | Blue Water Renewables Inc | Landfill Gas | 42.9158 | -82.5945 | 1.6
2025-09 | CISO | Mesquite Solar 1 | 57707 | 1 | RWE Clean Energy | Solar Photovoltaic | 33.3418 | -112.904 | 16
2025-09 | CISO | Mesquite Solar 1 | 57707 | 10 | RWE Clean Energy | Solar Photovoltaic | 33.3418 | -112.904 | 12
2025-09 | CISO | Mesquite Solar 1 | 57707 | 11 | RWE Clean Energy | Solar Photovoltaic | 33.3418 | -112.904 | 16
2025-09 | CISO | Mesquite Solar 1 | 57707 | 12 | RWE Clean Energy | Solar Photovoltaic | 33.3418 | -112.904 | 16
2025-09 | CISO | Mesquite Solar 1 | 57707 | 2 | RWE Clean Energy | Solar Photovoltaic | 33.3418 | -112.904 | 16
2025-09 | CISO | Mesquite Solar 1 | 57707 | 3 | RWE Clean Energy | Solar Photovoltaic | 33.3418 | -112.904 | 10
2025-09 | CISO | Mesquite Solar 1 | 57707 | 4 | RWE Clean Energy | Solar Photovoltaic | 33.3418 | -112.904 | 16
2025-09 | CISO | Mesquite Solar 1 | 57707 | 5 | RWE Clean Energy | Solar Photovoltaic | 33.3418 | -112.904 | 16
2025-09 | CISO | Mesquite Solar 1 | 57707 | 6 | RWE Clean Energy | Solar Photovoltaic | 33.3418 | -112.904 | 8
2025-09 | CISO | Mesquite Solar 1 | 57707 | 7 | RWE Clean Energy | Solar Photovoltaic | 33.3418 | -112.904 | 16
2025-09 | CISO | Mesquite Solar 1 | 57707 | 8 | RWE Clean Energy | Solar Photovoltaic | 33.3418 | -112.904 | 12
2025-09 | CISO | Mesquite Solar 1 | 57707 | 9 | RWE Clean Energy | Solar Photovoltaic | 33.3418 | -112.904 | 16
2025-09 | CISO | Catalina Solar LLC | 57708 | INV | EDF Renewable Asset Holdings, Inc. | Solar Photovoltaic | 34.9383 | -118.3345 | 110
2025-09 | NYIS | Stephentown Spindle | 57710 | SRS1 | Convergent Energy and Power LP | Flywheels | 42.5565 | -73.3775 | 20
2025-09 | CISO | Watkins Manufacturing Co. | 57715 | GEN1 | Watkins Manufacturing Corporation | Natural Gas Internal Combustion Engine | 33.1438 | -117.2369 | 1
2025-09 | CISO | Watkins Manufacturing Co. | 57715 | GEN2 | Watkins Manufacturing Corporation | Natural Gas Internal Combustion Engine | 33.1438 | -117.2369 | 1
2025-09 | PJM | Hazle Spindle | 57716 | HRS1 | Convergent Energy and Power LP | Flywheels | 40.9495 | -76.0474 | 20
2025-09 | ISNE | Berkshire Wind Power Project | 57721 | BWP | Massachusetts Mun Wholes Electric Co | Onshore Wind Turbine | 42.5867 | -73.275 | 15
2025-09 | ISNE | Berkshire Wind Power Project | 57721 | HN-8 | Massachusetts Mun Wholes Electric Co | Onshore Wind Turbine | 42.5867 | -73.275 | 2.3
2025-09 | ISNE | Berkshire Wind Power Project | 57721 | HN-9 | Massachusetts Mun Wholes Electric Co | Onshore Wind Turbine | 42.5867 | -73.275 | 2.3
2025-09 | CISO | North Palm Springs 4A | 57722 | 1 | Greenbacker Renewable Energy Corporation | Solar Photovoltaic | 33.9097 | -116.5625 | 4
2025-09 | PJM | Johnson Matthey, Inc. Solar | 57723 | PV1 | Luminace Solar New Jersey II, LLC | Solar Photovoltaic | 39.8253 | -75.2197 | 4
2025-09 | PJM | NJMC Landfill | 57724 | NJMC | Public Service Elec & Gas Co | Solar Photovoltaic | 40.7508 | -74.11 | 2.5
2025-09 | CISO | Shiloh IV Wind Project LLC | 57725 | 1 | EDF Renewable Asset Holdings, Inc. | Onshore Wind Turbine | 38.1375 | -121.8553 | 102.5
2025-09 | PJM | Summit Associates | 57726 | SUMA | Public Service Elec & Gas Co | Solar Photovoltaic | 40.5003 | -74.3536 | 1.9
2025-09 | PJM | BlackRock-Matrix | 57727 | BLAR | Public Service Elec & Gas Co | Solar Photovoltaic | 40.3622 | -74.4797 | 2.5
2025-09 | PJM | Mill Creek Solar | 57728 | MILLC | Public Service Elec & Gas Co | Solar Photovoltaic | 40.0314 | -74.8247 | 3.5
2025-09 | MISO | UMM Wind Turbine | 57732 | UMM1 | University of Minnesota Morris Campus | Onshore Wind Turbine | 45.5897 | -95.877 | 1.7
2025-09 | PJM | Benjamin Moore & Co. Solar | 57733 | PV1 | Luminace Solar New Jersey, LLC | Solar Photovoltaic | 40.8256 | -74.7147 | 1.4
2025-09 | PJM | Cherry Hill | 57734 | CH | NFI Solar LLC | Solar Photovoltaic | 39.8761 | -75.0086 | 1.1
2025-09 | SWPP | SPS1 Dollarhide | 57736 | 1 | SunE SPS1, LLC | Solar Photovoltaic | 32.1274 | -103.1378 | 10
2025-09 | SWPP | SPS2 Jal | 57737 | 1 | SunE SPS2, LLC | Solar Photovoltaic | 32.1836 | -103.1831 | 10
2025-09 | SWPP | SPS3 Lea | 57738 | 1 | SunE SPS3, LLC | Solar Photovoltaic | 32.4697 | -103.3233 | 10
2025-09 | SWPP | SPS4 Monument | 57739 | 1 | SunE SPS4, LLC | Solar Photovoltaic | 32.6819 | -103.3036 | 10.1
2025-09 | SWPP | SPS5 Hopi | 57740 | 1 | SunE SPS5, LLC | Solar Photovoltaic | 32.3456 | -104.2347 | 10.1
2025-09 | PJM | Vineland Headquarters | 57742 | VHQ | NFI Solar LLC | Solar Photovoltaic | 39.4903 | -75.0374 | 1.1
2025-09 | CISO | North Palm Springs 1A | 57743 | 1 | Greenbacker Renewable Energy Corporation | Solar Photovoltaic | 33.9242 | -116.5933 | 2.5
2025-09 | PJM | Laurel Hill Wind | 57744 | 1 | Duke Energy Renewables Services | Onshore Wind Turbine | 41.5323 | -77.0296 | 69
2025-09 | PJM | The City of Vineland at West Vineland | 57745 | PV1 | Luminace Solar New Jersey, LLC | Solar Photovoltaic | 39.4624 | -75.07 | 3.7
2025-09 | PJM | The City of Vineland at North Vineland | 57746 | PV1 | Luminace Solar New Jersey, LLC | Solar Photovoltaic | 39.505 | -74.9977 | 2.3
2025-09 | PJM | FedEx Field Solar Facility | 57747 | 1 | NW Stadium Solar Plant | Solar Photovoltaic | 38.9078 | -76.8644 | 2
2025-09 | PJM | Maple Solar | 57750 | P1 | NFI Solar LLC | Solar Photovoltaic | 39.4875 | -74.9808 | 1.6
2025-09 | PJM | Maple Solar | 57750 | P2 | NFI Solar LLC | Solar Photovoltaic | 39.4875 | -74.9808 | 0.8
2025-09 | ERCO | Los Vientos Wind 1A | 57751 | 1 | Duke Energy Renewables Services | Onshore Wind Turbine | 26.3307 | -97.5857 | 200
2025-09 | ERCO | Los Vientos Wind 1B | 57752 | 1 | Duke Energy Renewables Services | Onshore Wind Turbine | 26.3489 | -97.6668 | 201.6
2025-09 | PJM | Frederick County LFGTE Facility | 57754 | 1 | Frederick County Virginia | Landfill Gas | 39.1408 | -78.0975 | 1
2025-09 | PJM | Frederick County LFGTE Facility | 57754 | 2 | Frederick County Virginia | Landfill Gas | 39.1408 | -78.0975 | 1
2025-09 | SWPP | TPW Petersburg | 57755 | PETE | TPW Petersburg LLC | Onshore Wind Turbine | 41.8646 | -97.9612 | 40.5
2025-09 | CISO | Pacific Wind LLC | 57757 | 1 | EDF Renewable Asset Holdings, Inc. | Onshore Wind Turbine | 34.8914 | -118.4325 | 151.7
2025-09 | PJM | Mount Saint Mary's | 57758 | PV1 | Constellation Solar Horizons LLC | Solar Photovoltaic | 39.675 | -77.345 | 13.7
2025-09 | SWPP | Cimarron Wind Energy LLC | 57762 | CPV1 | Cimarron Wind Energy LLC | Onshore Wind Turbine | 37.8739 | -100.2803 | 165.6
2025-09 | CISO | Naval Air Weapons Station China Lake | 57764 | 1 | MN8 Energy LLC | Solar Photovoltaic | 35.6877 | -117.6814 | 11.1
2025-09 | MISO | Brown County Wind Turbine | 57767 | 1 | Adams Electric Cooperative | Onshore Wind Turbine | 39.9733 | -90.6992 | 1.5
2025-09 | PJM | Longwood Gardens | 57768 | 1 | Ecogy Pennsylvania Systems LLC | Solar Photovoltaic | 39.8667 | -75.6678 | 1.3
2025-09 | PJM | Mehoopany Wind Energy LLC | 57769 | 1 | AE Power Services LLC | Onshore Wind Turbine | 41.4206 | -76.0492 | 140.8
2025-09 | CISO | Ameresco Butte County | 57771 | 1 | Ameresco Butte County LLC | Landfill Gas | 39.674 | -121.73 | 2.3
2025-09 | PJM | Perdue Bridgeville Photovoltaic | 57772 | BRID | Terraform Arcadia | Solar Photovoltaic | 38.7577 | -75.602 | 1.3
2025-09 | CISO | Palo Verde College | 57773 | 1 | Scale Sustainable I, LLC | Solar Photovoltaic | 33.6617 | -114.6517 | 1.2
2025-09 | CISO | Windstar 1 | 57774 | WGNS | Nextera Energy Resources | Onshore Wind Turbine | 35.0542 | -118.3547 | 120
2025-09 | PJM | FedEx Woodbridge | 57776 | 1 | Scale Sustainable I, LLC | Solar Photovoltaic | 40.5064 | -74.3235 | 2
2025-09 | SWPP | Flat Ridge 2 Wind Energy LLC | 57787 | 1 | AE Power Services LLC | Onshore Wind Turbine | 37.3665 | -98.2611 | 470.4
2025-09 | PJM | US GSA Heating and Transmission | 57788 | TG1 | US GSA Heating and Transmission | Natural Gas Fired Combustion Turbine | 38.8857 | -77.0284 | 5.4
2025-09 | PJM | US GSA Heating and Transmission | 57788 | TG2 | US GSA Heating and Transmission | Natural Gas Fired Combustion Turbine | 38.8857 | -77.0284 | 5.4
2025-09 | NYIS | Peak Power 1 Cogen | 57789 | GEN1 | Peak Power 1, LLC | Natural Gas Internal Combustion Engine | 40.7511 | -73.9917 | 2.1
2025-09 | NYIS | Peak Power 1 Cogen | 57789 | GEN2 | Peak Power 1, LLC | Natural Gas Internal Combustion Engine | 40.7511 | -73.9917 | 2.1
2025-09 | NYIS | Peak Power 1 Cogen | 57789 | GEN3 | Peak Power 1, LLC | Natural Gas Internal Combustion Engine | 40.7511 | -73.9917 | 2.1
2025-09 | CISO | Foundation AB | 57791 | WTG1 | Foundation HA Energy Generation, LLC | Onshore Wind Turbine | 38.2322 | -122.0928 | 1.5
2025-09 | CISO | Foundation IE | 57792 | WTG1 | Foundation HA Energy Generation, LLC | Onshore Wind Turbine | 34.0847 | -117.5294 | 1
2025-09 | PJM | St Joseph Energy Center | 57794 | CT1 | St Joseph Energy Center LLC | Natural Gas Fired Combined Cycle | 41.699 | -86.4797 | 260
2025-09 | PJM | St Joseph Energy Center | 57794 | CT2 | St Joseph Energy Center LLC | Natural Gas Fired Combined Cycle | 41.699 | -86.4797 | 260
2025-09 | PJM | St Joseph Energy Center | 57794 | ST1 | St Joseph Energy Center LLC | Natural Gas Fired Combined Cycle | 41.699 | -86.4797 | 260
2025-09 | CISO | Golden Springs Building C-1 | 57796 | 1 | Golden Springs Development Company LLC | Solar Photovoltaic | 33.9142 | -118.0536 | 1.2
2025-09 | CISO | Golden Springs Building D | 57797 | 1 | Golden Springs Development Company LLC | Solar Photovoltaic | 33.9119 | -118.0522 | 1.3
2025-09 | NYIS | OBP Cogen | 57798 | 1OBP | OBP Cogen LLC | Natural Gas Fired Combustion Turbine | 40.7549 | -73.9832 | 4.6
2025-09 | PJM | ISH Solar Central, LLC | 57799 | 1 | SunEdison LLC | Solar Photovoltaic | 40.2675 | -74.2786 | 1.4
2025-09 | MISO | Bison 2 Wind Energy Center | 57800 | BISO2 | ALLETE, Inc. | Onshore Wind Turbine | 46.98 | -101.5547 | 105
2025-09 | MISO | Bison 3 Wind Energy Center | 57801 | BISO3 | ALLETE, Inc. | Onshore Wind Turbine | 46.98 | -101.5547 | 105
2025-09 | ERCO | Magic Valley Wind Farm I LLC | 57802 | MV1 | RWE Clean Energy | Onshore Wind Turbine | 26.4753 | -97.6911 | 203
2025-09 | ISNE | Middlebury College | 57804 | 3 | Middlebury College Biomass | Wood/Wood Waste Biomass | 44.0075 | -73.1769 | 0.8
2025-09 | PJM | William Paterson University | 57805 | WPU1 | Nautilus Solar WPU LLC | Solar Photovoltaic | 40.9521 | -74.1955 | 2.3
2025-09 | CISO | Franklin Templeton San Mateo | 57809 | FRK00 | Bloom Energy | Other Natural Gas | 37.5425 | -122.2928 | 1.1
2025-09 | MISO | GL Wind | 57813 | TURB1 | GL Wind LLC | Onshore Wind Turbine | 43.9917 | -91.8778 | 2.5
2025-09 | MISO | GL Wind | 57813 | TURB2 | GL Wind LLC | Onshore Wind Turbine | 43.9917 | -91.8778 | 2.5
2025-09 | PJM | Titusville Solar | 57815 | PV1 | Janssen Pharmaceutical Co | Solar Photovoltaic | 40.2928 | -74.8472 | 3.5
2025-09 | PJM | Middletown Coke Company, LLC | 57822 | YNKE | SunCoke Energy, Inc. | Other Gases | 39.4722 | -84.4014 | 67
2025-09 | MISO | WCROC Wind Farm | 57823 | WTG1 | University of Minnesota WCROC | Onshore Wind Turbine | 45.5897 | -95.8769 | 1.7
2025-09 | MISO | Onalaska Campus Landfill Biogas | 57824 | 416LF | Gundersen Lutheran Biogas I LLC | Landfill Gas | 43.8739 | -91.18 | 1.1
2025-09 | CISO | Dinuba Wastewater Treatment Plant | 57827 | DSPV | AES Distributed Energy | Solar Photovoltaic | 36.5381 | -119.4264 | 1
2025-09 | SWPP | Tulsa LFG LLC | 57828 | GEN3M | Tulsa LFG LLC | Landfill Gas | 36.162 | -96.1865 | 1.6
2025-09 | SWPP | Tulsa LFG LLC | 57828 | GEN4M | Tulsa LFG LLC | Landfill Gas | 36.162 | -96.1865 | 1.6
2025-09 | MISO | Rippey Wind Farm | 57830 | NORD | Greenbacker Renewable Energy Corporation | Onshore Wind Turbine | 42.0061 | -94.2378 | 50
2025-09 | CISO | Heliocentric | 57831 | 1 | Heliocentric LLC | Solar Photovoltaic | 34.6543 | -117.971 | 1.5
2025-09 | MISO | Hawkeye Wind Farm | 57832 | NORD | Greenbacker Renewable Energy Corporation | Onshore Wind Turbine | 42.9489 | -92.0622 | 35
2025-09 | CISO | Mustang Hills LLC | 57833 | AW06 | Mustang Hills, LLC (Longroad) | Onshore Wind Turbine | 35.0309 | -118.2932 | 150
2025-09 | CISO | Pinyon Pine I | 57834 | AW07 | Pinyon Pines Wind I, LLC | Onshore Wind Turbine | 35.0434 | -118.2118 | 168
2025-09 | CISO | Alta Wind VIII | 57835 | AW08 | Nextera Energy Resources | Onshore Wind Turbine | 35.0267 | -118.2348 | 150
2025-09 | CISO | L-8 Solar Project | 57836 | TSM | L-8 Solar Project LLC | Solar Photovoltaic | 34.6543 | -117.9731 | 1.5
2025-09 | CISO | Pinyon Pine II | 57837 | AW09 | Pinyon Pines Wind II, LLC | Onshore Wind Turbine | 35.0268 | -118.2233 | 132
2025-09 | ISNE | Dartmouth II Solar | 57838 | D2MA | RWE Clean Energy | Solar Photovoltaic | 41.6806 | -71.0308 | 2
2025-09 | PJM | Woodbridge Energy Center | 57839 | CT001 | Woodbridge Energy Center | Natural Gas Fired Combined Cycle | 40.515 | -74.3189 | 222.7
2025-09 | PJM | Woodbridge Energy Center | 57839 | CT002 | Woodbridge Energy Center | Natural Gas Fired Combined Cycle | 40.515 | -74.3189 | 222.7
2025-09 | PJM | Woodbridge Energy Center | 57839 | ST001 | Woodbridge Energy Center | Natural Gas Fired Combined Cycle | 40.515 | -74.3189 | 327.5
2025-09 | CISO | ISH Solar Hospital SDMC | 57840 | 1 | SunEdison LLC | Solar Photovoltaic | 32.7917 | -117.0953 | 1.1
2025-09 | CISO | ISH Solar Hospital Downey | 57841 | 1 | SunEdison LLC | Solar Photovoltaic | 33.9217 | -118.1244 | 1.1
2025-09 | MISO | Wabash Valley Power IGCC | 57842 | 1A | Wabash Valley Power Assn, Inc | Natural Gas Fired Combustion Turbine | 39.53 | -87.4247 | 192
2025-09 | MISO | Franklin County Wind Farm | 57844 | 1 | Interstate Power and Light Co | Onshore Wind Turbine | 42.6067 | -93.3365 | 99
2025-09 | PJM | WC Landfill Energy LLC | 57848 | SOLAR | MN8 Energy LLC | Solar Photovoltaic | 40.831 | -75.0158 | 1
2025-09 | MISO | Sigel Wind Park | 57851 | 1 | DTE Electric Company | Onshore Wind Turbine | 43.8508 | -82.7836 | 64
2025-09 | MISO | Minden Wind Park | 57852 | 1 | DTE Electric Company | Onshore Wind Turbine | 43.67 | -82.7586 | 32
2025-09 | MISO | McKinley Wind Park | 57853 | 1 | DTE Electric Company | Onshore Wind Turbine | 43.8719 | -83.2414 | 14.4
2025-09 | ISNE | Ipswich Wind Turbine | 57855 | 1 | Town of Ipswich - (MA) | Onshore Wind Turbine | 42.7164 | -70.8419 | 1.6
2025-09 | CISO | Univ of California San Diego Solar | 57856 | SGU1 | University of California San Diego | Solar Photovoltaic | 32.8744 | -117.2389 | 1
2025-09 | SWPP | Caney River Wind Project | 57858 | 1 | Caney River Wind Project | Onshore Wind Turbine | 37.46 | -96.42 | 200
2025-09 | CISO | Industry MetroLink PV 1 | 57860 | 1 | City of Industry | Solar Photovoltaic | 34.0087 | -117.8456 | 1.5
2025-09 | PJM | Wildcat Wind Farm I, LLC | 57862 | 1 | RWE Clean Energy | Onshore Wind Turbine | 40.3494 | -85.8431 | 200
2025-09 | PJM | McKee City Solar Phase 2 | 57863 | UNIT1 | MN8 Energy LLC | Solar Photovoltaic | 39.4219 | -74.6392 | 2.4
2025-09 | PJM | Stockton Athletic Center | 57864 | 2LOT7 | MN8 Energy LLC | Solar Photovoltaic | 39.4884 | -74.5353 | 0.5
2025-09 | PJM | Stockton Athletic Center | 57864 | LOT7 | MN8 Energy LLC | Solar Photovoltaic | 39.4884 | -74.5353 | 0.5
2025-09 | PJM | Stockton Athletic Center | 57864 | SAC | MN8 Energy LLC | Solar Photovoltaic | 39.4884 | -74.5353 | 0.3
2025-09 | SWPP | Antelope Station | 57865 | E01 | Golden Spread Electric Cooperative, Inc | Natural Gas Internal Combustion Engine | 33.865 | -101.8433 | 9.3
2025-09 | SWPP | Antelope Station | 57865 | E02 | Golden Spread Electric Cooperative, Inc | Natural Gas Internal Combustion Engine | 33.865 | -101.8433 | 9.3
2025-09 | SWPP | Antelope Station | 57865 | E03 | Golden Spread Electric Cooperative, Inc | Natural Gas Internal Combustion Engine | 33.865 | -101.8433 | 9.3
2025-09 | SWPP | Antelope Station | 57865 | E04 | Golden Spread Electric Cooperative, Inc | Natural Gas Internal Combustion Engine | 33.865 | -101.8433 | 9.3
2025-09 | SWPP | Antelope Station | 57865 | E05 | Golden Spread Electric Cooperative, Inc | Natural Gas Internal Combustion Engine | 33.865 | -101.8433 | 9.3
2025-09 | SWPP | Antelope Station | 57865 | E06 | Golden Spread Electric Cooperative, Inc | Natural Gas Internal Combustion Engine | 33.865 | -101.8433 | 9.3
2025-09 | SWPP | Antelope Station | 57865 | E07 | Golden Spread Electric Cooperative, Inc | Natural Gas Internal Combustion Engine | 33.865 | -101.8433 | 9.3
2025-09 | SWPP | Antelope Station | 57865 | E08 | Golden Spread Electric Cooperative, Inc | Natural Gas Internal Combustion Engine | 33.865 | -101.8433 | 9.3
2025-09 | SWPP | Antelope Station | 57865 | E09 | Golden Spread Electric Cooperative, Inc | Natural Gas Internal Combustion Engine | 33.865 | -101.8433 | 9.3
2025-09 | SWPP | Antelope Station | 57865 | E10 | Golden Spread Electric Cooperative, Inc | Natural Gas Internal Combustion Engine | 33.865 | -101.8433 | 9.3
2025-09 | SWPP | Antelope Station | 57865 | E11 | Golden Spread Electric Cooperative, Inc | Natural Gas Internal Combustion Engine | 33.865 | -101.8433 | 9.3
2025-09 | SWPP | Antelope Station | 57865 | E12 | Golden Spread Electric Cooperative, Inc | Natural Gas Internal Combustion Engine | 33.865 | -101.8433 | 9.3
2025-09 | SWPP | Antelope Station | 57865 | E13 | Golden Spread Electric Cooperative, Inc | Natural Gas Internal Combustion Engine | 33.865 | -101.8433 | 9.3
2025-09 | SWPP | Antelope Station | 57865 | E14 | Golden Spread Electric Cooperative, Inc | Natural Gas Internal Combustion Engine | 33.865 | -101.8433 | 9.3
2025-09 | SWPP | Antelope Station | 57865 | E15 | Golden Spread Electric Cooperative, Inc | Natural Gas Internal Combustion Engine | 33.865 | -101.8433 | 9.3
2025-09 | SWPP | Antelope Station | 57865 | E16 | Golden Spread Electric Cooperative, Inc | Natural Gas Internal Combustion Engine | 33.865 | -101.8433 | 9.3
2025-09 | SWPP | Antelope Station | 57865 | E17 | Golden Spread Electric Cooperative, Inc | Natural Gas Internal Combustion Engine | 33.865 | -101.8433 | 9.3
2025-09 | SWPP | Antelope Station | 57865 | E18 | Golden Spread Electric Cooperative, Inc | Natural Gas Internal Combustion Engine | 33.865 | -101.8433 | 9.3
2025-09 | SWPP | Golden Spread Panhandle Wnd Rch | 57866 | PWR | Golden Spread Electric Cooperative, Inc | Onshore Wind Turbine | 35.2436 | -102.21 | 78.2
2025-09 | NYIS | Howard Wind Farm | 57867 | 1 | Greenbacker Renewable Energy Corporation | Onshore Wind Turbine | 42.3153 | -77.5383 | 51.3
2025-09 | NYIS | Howard Wind Farm | 57867 | 2 | Greenbacker Renewable Energy Corporation | Onshore Wind Turbine | 42.3153 | -77.5383 | 4.1
2025-09 | PJM | L'Oreal Piscataway | 57868 | UNIT1 | MN8 Energy LLC | Solar Photovoltaic | 40.5543 | -74.468 | 0.5
2025-09 | PJM | L'Oreal Piscataway | 57868 | UNIT2 | MN8 Energy LLC | Solar Photovoltaic | 40.5543 | -74.468 | 0.3
2025-09 | PJM | L'Oreal Piscataway | 57868 | UNIT3 | MN8 Energy LLC | Solar Photovoltaic | 40.5543 | -74.468 | 0.3
2025-09 | PJM | L'Oreal Piscataway | 57868 | UNIT4 | MN8 Energy LLC | Solar Photovoltaic | 40.5543 | -74.468 | 0.7
2025-09 | PJM | Heller Industrial Parks | 57869 | HH | Marina Energy LLC | Solar Photovoltaic | 40.3739 | -74.4892 | 0.5
2025-09 | PJM | Heller Industrial Parks | 57869 | HII | Marina Energy LLC | Solar Photovoltaic | 40.3739 | -74.4892 | 0.4
2025-09 | PJM | Heller Industrial Parks | 57869 | HJC | Marina Energy LLC | Solar Photovoltaic | 40.3739 | -74.4892 | 0.2
2025-09 | PJM | Heller Industrial Parks | 57869 | HM | Marina Energy LLC | Solar Photovoltaic | 40.3739 | -74.4892 | 0.8
2025-09 | PJM | Heller Industrial Parks | 57869 | UNIT1 | Marina Energy LLC | Solar Photovoltaic | 40.3739 | -74.4892 | 2.7
2025-09 | CISO | Castle Rock Vineyards | 57870 | SOLAR | Castle Rock Cooling | Solar Photovoltaic | 35.8011 | -119.1106 | 1
2025-09 | SWPP | LCEC Generation LLVC | 57872 | UNIT1 | Western Farmers Elec Coop, Inc | Natural Gas Internal Combustion Engine | 32.9781 | -103.3239 | 9.3
2025-09 | SWPP | LCEC Generation LLVC | 57872 | UNIT2 | Western Farmers Elec Coop, Inc | Natural Gas Internal Combustion Engine | 32.9781 | -103.3239 | 9.3
2025-09 | SWPP | LCEC Generation LLVC | 57872 | UNIT3 | Western Farmers Elec Coop, Inc | Natural Gas Internal Combustion Engine | 32.9781 | -103.3239 | 9.3
2025-09 | SWPP | LCEC Generation LLVC | 57872 | UNIT4 | Western Farmers Elec Coop, Inc | Natural Gas Internal Combustion Engine | 32.9781 | -103.3239 | 9.3
2025-09 | SWPP | LCEC Generation LLVC | 57872 | UNIT5 | Western Farmers Elec Coop, Inc | Natural Gas Internal Combustion Engine | 32.9781 | -103.3239 | 9.3
2025-09 | MISO | Eclipse Wind Farm | 57873 | EWF | MidAmerican Energy Co | Onshore Wind Turbine | 41.5547 | -94.685 | 207.1
2025-09 | MISO | Vienna Wind Farm | 57874 | VIIWF | MidAmerican Energy Co | Onshore Wind Turbine | 42.1594 | -92.7761 | 44.6
2025-09 | MISO | Vienna Wind Farm | 57874 | VIWF | MidAmerican Energy Co | Onshore Wind Turbine | 42.1594 | -92.7761 | 105.6
2025-09 | MISO | Morning Light Wind Farm | 57875 | MLWF | MidAmerican Energy Co | Onshore Wind Turbine | 41.4542 | -94.5751 | 110.9
2025-09 | CISO | Santa Cruz Energy | 57876 | UNT1 | Santa Cruz Energy LLC | Landfill Gas | 36.9733 | -122.1056 | 1.6
2025-09 | PJM | Perdue Salisbury Photovoltaic | 57879 | SALI | Terraform Arcadia | Solar Photovoltaic | 38.3736 | -75.5353 | 1
2025-09 | MISO | Eolos Wind Energy Research Field Station | 57880 | 1 | Regents of the University of Minnesota | Onshore Wind Turbine | 44.7283 | -93.0481 | 2.5
2025-09 | SWPP | Pioneer Generation Station | 57881 | 01 | Basin Electric Power Coop | Natural Gas Fired Combustion Turbine | 48.2325 | -103.9528 | 60.5
2025-09 | SWPP | Pioneer Generation Station | 57881 | 02 | Basin Electric Power Coop | Natural Gas Fired Combustion Turbine | 48.2325 | -103.9528 | 60.5
2025-09 | SWPP | Pioneer Generation Station | 57881 | 03 | Basin Electric Power Coop | Natural Gas Fired Combustion Turbine | 48.2325 | -103.9528 | 60.5
2025-09 | SWPP | Pioneer Generation Station | 57881 | 04 | Basin Electric Power Coop | Natural Gas Fired Combustion Turbine | 48.2325 | -103.9528 | 245.7
2025-09 | SWPP | Pioneer Generation Station | 57881 | 05 | Basin Electric Power Coop | Natural Gas Fired Combustion Turbine | 48.2325 | -103.9528 | 245.7
2025-09 | SWPP | Pioneer Generation Station | 57881 | 11 | Basin Electric Power Coop | Natural Gas Internal Combustion Engine | 48.2325 | -103.9528 | 9.3
2025-09 | SWPP | Pioneer Generation Station | 57881 | 12 | Basin Electric Power Coop | Natural Gas Internal Combustion Engine | 48.2325 | -103.9528 | 9.3
2025-09 | SWPP | Pioneer Generation Station | 57881 | 13 | Basin Electric Power Coop | Natural Gas Internal Combustion Engine | 48.2325 | -103.9528 | 9.3
2025-09 | SWPP | Pioneer Generation Station | 57881 | 14 | Basin Electric Power Coop | Natural Gas Internal Combustion Engine | 48.2325 | -103.9528 | 9.3
2025-09 | SWPP | Pioneer Generation Station | 57881 | 15 | Basin Electric Power Coop | Natural Gas Internal Combustion Engine | 48.2325 | -103.9528 | 9.3
2025-09 | SWPP | Pioneer Generation Station | 57881 | 16 | Basin Electric Power Coop | Natural Gas Internal Combustion Engine | 48.2325 | -103.9528 | 9.3
2025-09 | SWPP | Pioneer Generation Station | 57881 | 17 | Basin Electric Power Coop | Natural Gas Internal Combustion Engine | 48.2325 | -103.9528 | 9.3
2025-09 | SWPP | Pioneer Generation Station | 57881 | 18 | Basin Electric Power Coop | Natural Gas Internal Combustion Engine | 48.2325 | -103.9528 | 9.3
2025-09 | SWPP | Pioneer Generation Station | 57881 | 19 | Basin Electric Power Coop | Natural Gas Internal Combustion Engine | 48.2325 | -103.9528 | 9.3
2025-09 | SWPP | Pioneer Generation Station | 57881 | 20 | Basin Electric Power Coop | Natural Gas Internal Combustion Engine | 48.2325 | -103.9528 | 9.3
2025-09 | SWPP | Pioneer Generation Station | 57881 | 21 | Basin Electric Power Coop | Natural Gas Internal Combustion Engine | 48.2325 | -103.9528 | 9.3
2025-09 | SWPP | Pioneer Generation Station | 57881 | 22 | Basin Electric Power Coop | Natural Gas Internal Combustion Engine | 48.2325 | -103.9528 | 9.3
2025-09 | SWPP | Pioneer Generation Station | 57881 | 31 | Basin Electric Power Coop | Natural Gas Internal Combustion Engine | 48.2325 | -103.9528 | 18.8
2025-09 | SWPP | Pioneer Generation Station | 57881 | 32 | Basin Electric Power Coop | Natural Gas Internal Combustion Engine | 48.2325 | -103.9528 | 18.8
2025-09 | SWPP | Pioneer Generation Station | 57881 | 33 | Basin Electric Power Coop | Natural Gas Internal Combustion Engine | 48.2325 | -103.9528 | 18.8
2025-09 | SWPP | Pioneer Generation Station | 57881 | 34 | Basin Electric Power Coop | Natural Gas Internal Combustion Engine | 48.2325 | -103.9528 | 18.8
2025-09 | SWPP | Pioneer Generation Station | 57881 | 35 | Basin Electric Power Coop | Natural Gas Internal Combustion Engine | 48.2325 | -103.9528 | 18.8
2025-09 | SWPP | Pioneer Generation Station | 57881 | 36 | Basin Electric Power Coop | Natural Gas Internal Combustion Engine | 48.2325 | -103.9528 | 18.8
2025-09 | MISO | Lake Charles Polymers | 57884 | G-900 | Equistar Chemicals LP | Natural Gas Fired Combustion Turbine | 30.1966 | -93.322 | 14.3
2025-09 | MISO | Lake Charles Polymers | 57884 | G-901 | Equistar Chemicals LP | Natural Gas Internal Combustion Engine | 30.1966 | -93.322 | 8.4
2025-09 | MISO | Lake Charles Polymers | 57884 | G-902 | Equistar Chemicals LP | Natural Gas Internal Combustion Engine | 30.1966 | -93.322 | 8.4
2025-09 | SWPP | Wildcat Wind | 57887 | 1 | Wildcat Wind, LLC | Onshore Wind Turbine | 32.9528 | -103.2853 | 27.3
2025-09 | MISO | Harvest 2 | 57888 | 1 | Harvest II Windfarm, LLC | Onshore Wind Turbine | 43.8556 | -83.1669 | 59.4
2025-09 | CISO | Guernsey Solar Station | 57891 | 1 | Pacific Gas & Electric Co. | Solar Photovoltaic | 36.1639 | -119.6506 | 20
2025-09 | CISO | Gates Solar Station | 57892 | 1 | Pacific Gas & Electric Co. | Solar Photovoltaic | 36.1764 | -120.1142 | 20
2025-09 | PJM | Martinsville LFG Generator | 57893 | LFG1 | City of Martinsville - (VA) | Natural Gas Internal Combustion Engine | 36.7172 | -79.8453 | 1.1
2025-09 | CISO | Improvement Dst No. 4 | 57895 | ID4 | Kern County Water Agency | Solar Photovoltaic | 35.4028 | -119.0386 | 1.1
2025-09 | PJM | Richmond Energy | 57897 | UNT1 | Richmond Energy LLC | Landfill Gas | 37.5058 | -77.3739 | 1.6
2025-09 | PJM | Richmond Energy | 57897 | UNT2 | Richmond Energy LLC | Landfill Gas | 37.5058 | -77.3739 | 1.6
2025-09 | PJM | Richmond Energy | 57897 | UNT3 | Richmond Energy LLC | Landfill Gas | 37.5058 | -77.3739 | 1.6
2025-09 | PJM | Richmond Energy | 57897 | UNT4 | Richmond Energy LLC | Landfill Gas | 37.5058 | -77.3739 | 1.6
2025-09 | CISO | El Segundo Energy Center LLC | 57901 | 5 | NRG Energy Services LLC | Natural Gas Fired Combined Cycle | 33.9106 | -118.425 | 198
2025-09 | CISO | El Segundo Energy Center LLC | 57901 | 6 | NRG Energy Services LLC | Natural Gas Fired Combined Cycle | 33.9106 | -118.425 | 70.7
2025-09 | CISO | El Segundo Energy Center LLC | 57901 | 7 | NRG Energy Services LLC | Natural Gas Fired Combined Cycle | 33.9106 | -118.425 | 198
2025-09 | CISO | El Segundo Energy Center LLC | 57901 | 8 | NRG Energy Services LLC | Natural Gas Fired Combined Cycle | 33.9106 | -118.425 | 70.7
2025-09 | MISO | SMMPA Methane Energy Facility | 57903 | UNIT1 | Southern Minnesota Mun P Agny | Landfill Gas | 45.8478 | -93.3542 | 1.6
2025-09 | CISO | San Antonio West Solar Rooftop | 57904 | CHNO | SS San Antonio West LLC | Solar Photovoltaic | 33.9656 | -117.6591 | 1.5
2025-09 | PJM | Central Utility Plant Cincinnati | 57908 | CTG1 | University of Cincinnati | Natural Gas Fired Combined Cycle | 39.1345 | -84.5094 | 11.9
2025-09 | PJM | Central Utility Plant Cincinnati | 57908 | CTG2 | University of Cincinnati | Natural Gas Fired Combined Cycle | 39.1345 | -84.5094 | 11.9
2025-09 | PJM | Central Utility Plant Cincinnati | 57908 | P005 | University of Cincinnati | Petroleum Liquids | 39.1345 | -84.5094 | 1.9
2025-09 | PJM | Central Utility Plant Cincinnati | 57908 | STG | University of Cincinnati | Natural Gas Fired Combined Cycle | 39.1345 | -84.5094 | 21.5
2025-09 | SWPP | Centennial Generating Station | 57910 | 1 | City of Moorhead - (MN) | Petroleum Liquids | 46.8661 | -96.7464 | 2.3
2025-09 | SWPP | Centennial Generating Station | 57910 | 2 | City of Moorhead - (MN) | Petroleum Liquids | 46.8661 | -96.7464 | 2.3
2025-09 | SWPP | Centennial Generating Station | 57910 | 3 | City of Moorhead - (MN) | Petroleum Liquids | 46.8661 | -96.7464 | 2.3
2025-09 | SWPP | Centennial Generating Station | 57910 | 4 | City of Moorhead - (MN) | Petroleum Liquids | 46.8661 | -96.7464 | 2.3
2025-09 | SWPP | Centennial Generating Station | 57910 | 5 | City of Moorhead - (MN) | Petroleum Liquids | 46.8661 | -96.7464 | 2.3
2025-09 | PJM | Grand Ridge Solar Farm | 57912 | 1 | Invenergy Services LLC | Solar Photovoltaic | 41.1434 | -88.7583 | 20
2025-09 | CISO | Tule Wind LLC | 57913 | 1 | Avangrid Power LLC | Onshore Wind Turbine | 32.6639 | -116.2897 | 143
2025-09 | ERCO | Baffin Wind | 57927 | 1 | Avangrid Power LLC | Onshore Wind Turbine | 27.1847 | -97.5982 | 188
2025-09 | MISO | SIUC | 57928 | EMER | Southern Illinois University Carbondale | Petroleum Liquids | 37.7119 | -89.215 | 1.6
2025-09 | MISO | SIUC | 57928 | GEN5 | Southern Illinois University Carbondale | Conventional Steam Coal | 37.7119 | -89.215 | 3.5
2025-09 | PJM | East Campus Utility Plant | 57929 | P007 | University of Cincinnati | Petroleum Liquids | 39.1379 | -84.5049 | 2
2025-09 | PJM | East Campus Utility Plant | 57929 | P008 | University of Cincinnati | Petroleum Liquids | 39.1379 | -84.5049 | 1.5
2025-09 | PJM | East Campus Utility Plant | 57929 | P058 | University of Cincinnati | Petroleum Liquids | 39.1379 | -84.5049 | 2.5
2025-09 | ISNE | Holyoke Solar Cooperative at Mueller | 57931 | PV1 | Holyoke Solar LLC | Solar Photovoltaic | 42.1909 | -72.6824 | 2.7
2025-09 | ISNE | Douglas Solar | 57934 | DOMA | RWE Clean Energy | Solar Photovoltaic | 42.06 | -71.73 | 2
2025-09 | SWPP | Western Sugar Coop - Scottsbluff | 57937 | SCB-2 | Western Sugar Cooperative | Natural Gas Steam Turbine | 41.8589 | -103.6344 | 7.1
2025-09 | MISO | ADA Carbon Solutions Red River | 57938 | GEN1 | ADA Carbon Solutions (Red River), LLC | All Other | 32.0039 | -93.3911 | 20.8
2025-09 | ISNE | Town of Uxbridge MA at Commerce Dr | 57941 | PV1 | Luminace Solar Net Metering, LLC | Solar Photovoltaic | 42.0439 | -71.6175 | 1.8
2025-09 | ISNE | Town of Norfolk MA at Medway Branch | 57942 | PV1 | Luminace Solar Massachusetts, LLC | Solar Photovoltaic | 42.1278 | -71.3403 | 1.2
2025-09 | SWPP | Lonesome Creek Station | 57943 | 01 | Basin Electric Power Coop | Natural Gas Fired Combustion Turbine | 47.7967 | -103.5786 | 60.5
2025-09 | SWPP | Lonesome Creek Station | 57943 | 02 | Basin Electric Power Coop | Natural Gas Fired Combustion Turbine | 47.7967 | -103.5786 | 60.5
2025-09 | SWPP | Lonesome Creek Station | 57943 | 03 | Basin Electric Power Coop | Natural Gas Fired Combustion Turbine | 47.7967 | -103.5786 | 60.5
2025-09 | SWPP | Lonesome Creek Station | 57943 | 04 | Basin Electric Power Coop | Natural Gas Fired Combustion Turbine | 47.7967 | -103.5786 | 60.5
2025-09 | SWPP | Lonesome Creek Station | 57943 | 05 | Basin Electric Power Coop | Natural Gas Fired Combustion Turbine | 47.7967 | -103.5786 | 60.5
2025-09 | SWPP | Lonesome Creek Station | 57943 | 06 | Basin Electric Power Coop | Natural Gas Fired Combustion Turbine | 47.7967 | -103.5786 | 60.5
2025-09 | SWPP | Fredericktown Energy Center | 57946 | UNIT1 | Missouri Jnt Muni.Pwr Elec. Ut. Comm. | Natural Gas Fired Combustion Turbine | 37.5717 | -90.3173 | 13.8
2025-09 | SWPP | Fredericktown Energy Center | 57946 | UNIT2 | Missouri Jnt Muni.Pwr Elec. Ut. Comm. | Natural Gas Fired Combustion Turbine | 37.5717 | -90.3173 | 13.8
2025-09 | PJM | NJ Oak Solar Plant | 57948 | OAK | NJR Clean Energy Ventures Corporation | Solar Photovoltaic | 39.3806 | -75.1883 | 10
2025-09 | MISO | MSC Sebewaing | 57949 | 1 | Michigan Sugar Company | Conventional Steam Coal | 43.7411 | -83.4472 | 1.5
2025-09 | MISO | MSC Croswell | 57950 | 1 | Michigan Sugar Company | Natural Gas Steam Turbine | 43.2664 | -82.6192 | 1.3
2025-09 | PJM | Shore Point Solar | 57951 | 1 | Shore Point Solar LLC | Solar Photovoltaic | 40.245 | -74.2433 | 1
2025-09 | MISO | Roquette America | 57953 | GT | Roquette America | Natural Gas Fired Combined Cycle | 40.3892 | -91.3942 | 40
2025-09 | MISO | Roquette America | 57953 | ST | Roquette America | Petroleum Coke | 40.3892 | -91.3942 | 34.4
2025-09 | SWPP | Minco Wind II, LLC | 57956 | 1 | FPLE Wind, LLC | Onshore Wind Turbine | 35.3253 | -98.0714 | 100.8
2025-09 | CISO | Desert Green Solar Farm LLC | 57959 | 1 | Invenergy Services LLC | Solar Photovoltaic | 33.2706 | -116.3481 | 6.3
2025-09 | CISO | Brookfield Tehachapi 1 | 57962 | BT1 | Coram California Development, L.P. | Onshore Wind Turbine | 35.0083 | -118.2414 | 102
2025-09 | PJM | Shady Oaks Wind Farm | 57964 | 1 | Algonquin Power Co | Onshore Wind Turbine | 41.6669 | -89.0597 | 109.5
2025-09 | MISO | Southeast Steam Plant | 57966 | SSP | University of Minnesota Central Utilities | Natural Gas Steam Turbine | 44.9808 | -93.2497 | 13
2025-09 | MISO | Cashton Greens Wind Farm | 57968 | CGWF | Cashton Greens Wind Farm LLC | Onshore Wind Turbine | 43.7339 | -90.805 | 5
2025-09 | CISO | Butte College Main Campus Solar | 57970 | SOL1 | Butte-Glenn Community College District | Solar Photovoltaic | 39.6481 | -121.6442 | 3.5
2025-09 | CISO | SF Southeast Cogen Plant | 57971 | COGEN | City & County of San Francisco | Other Waste Biomass | 37.7397 | -122.3925 | 2.1
2025-09 | SWPP | Spinning Spur Wind LLC | 57973 | GEN1 | EDF Renewable Asset Holdings, Inc. | Onshore Wind Turbine | 35.2375 | -102.2031 | 161
2025-09 | ERCO | Bobcat Bluff Wind Project LLC | 57974 | GEN1 | EDF Renewable Asset Holdings, Inc. | Onshore Wind Turbine | 33.4931 | -98.5819 | 161
2025-09 | SWPP | Spearville 3 LLC | 57975 | GEN1 | EDF Renewable Asset Holdings, Inc. | Onshore Wind Turbine | 37.8511 | -99.8381 | 108
2025-09 | MISO | Pocahontas Prairie Wind Farm | 57976 | 1 | MidAmerican Energy Co | Onshore Wind Turbine | 42.5681 | -94.6581 | 80
2025-09 | CISO | High Sierra Cogeneration Plant | 57977 | ENG1 | Plumas Sierra Rural Electric Coop | Natural Gas Internal Combustion Engine | 40.4128 | -120.4774 | 3.1
2025-09 | CISO | High Sierra Cogeneration Plant | 57977 | ENG2 | Plumas Sierra Rural Electric Coop | Natural Gas Internal Combustion Engine | 40.4128 | -120.4774 | 3.1
2025-09 | CISO | Lodi Energy Center | 57978 | CT1 | Northern California Power Agny | Natural Gas Fired Combined Cycle | 38.0881 | -121.3875 | 185
2025-09 | CISO | Lodi Energy Center | 57978 | ST1 | Northern California Power Agny | Natural Gas Fired Combined Cycle | 38.0881 | -121.3875 | 103.9
2025-09 | ISNE | Kingdom Community Wind | 57979 | KCW | Green Mountain Power Corp | Onshore Wind Turbine | 44.7483 | -72.4253 | 65
2025-09 | ERCO | Senate Wind LLC | 57981 | GEN1 | Algonquin Power Co | Onshore Wind Turbine | 33.2058 | -98.3651 | 150
2025-09 | CISO | Meridian Vineyards | 57982 | PV-1 | CVI CleanCapital Solar 1 LLC | Solar Photovoltaic | 35.6703 | -120.5669 | 0.5
2025-09 | CISO | Meridian Vineyards | 57982 | PV-2 | CVI CleanCapital Solar 1 LLC | Solar Photovoltaic | 35.6703 | -120.5669 | 0.6
2025-09 | ERCO | Stephens Ranch Wind Energy LLC | 57983 | 1 | Stephens Ranch Wind Energy LLC | Onshore Wind Turbine | 32.9264 | -101.6478 | 211
2025-09 | ERCO | Stephens Ranch Wind Energy LLC | 57983 | 2 | Stephens Ranch Wind Energy LLC | Onshore Wind Turbine | 32.9264 | -101.6478 | 165
2025-09 | MISO | Lake Winds Energy Park | 57984 | LWEP | Consumers Energy Co - (MI) | Onshore Wind Turbine | 43.8719 | -86.3347 | 100.8
2025-09 | SWPP | Canadian Hills Wind | 57987 | 1 | Canadian Hills Wind LLC | Onshore Wind Turbine | 35.6297 | -98.0247 | 293.7
2025-09 | CISO | Lincoln Landfill | 57988 | GEN 5 | Energy 2001 Inc | Landfill Gas | 38.8381 | -121.3419 | 0.8
2025-09 | CISO | Lincoln Landfill | 57988 | GEN 6 | Energy 2001 Inc | Landfill Gas | 38.8381 | -121.3419 | 0.8
2025-09 | CISO | Lincoln Landfill | 57988 | GEN1 | Energy 2001 Inc | Landfill Gas | 38.8381 | -121.3419 | 0.8
2025-09 | CISO | Lincoln Landfill | 57988 | GEN2 | Energy 2001 Inc | Landfill Gas | 38.8381 | -121.3419 | 0.8
2025-09 | CISO | Lincoln Landfill | 57988 | GEN3 | Energy 2001 Inc | Landfill Gas | 38.8381 | -121.3419 | 0.8
2025-09 | CISO | Lincoln Landfill | 57988 | GEN4 | Energy 2001 Inc | Landfill Gas | 38.8381 | -121.3419 | 0.8
2025-09 | ISNE | Groveland Solar | 57989 | GSMA | RWE Clean Energy | Solar Photovoltaic | 42.7511 | -71.0372 | 3.2
2025-09 | ISNE | Shrewsbury Solar | 57990 | SSMA | RWE Clean Energy | Solar Photovoltaic | 42.2661 | -71.6958 | 2.5
2025-09 | PJM | Highland North Wind Farm | 57991 | 1 | Exus Pennsylvania Wind Holdings | Onshore Wind Turbine | 40.3196 | -78.6806 | 75
2025-09 | ISNE | Boston Scientific Solar | 57992 | BSMA | RWE Clean Energy | Solar Photovoltaic | 42.2933 | -71.0339 | 1.1
2025-09 | CISO | Desert Sunlight 300, LLC | 57993 | DSL1 | NextEra Energy Desert Sunlight 300, LLC | Solar Photovoltaic | 33.8231 | -115.3939 | 40.3
2025-09 | CISO | Desert Sunlight 300, LLC | 57993 | DSL10 | NextEra Energy Desert Sunlight 300, LLC | Solar Photovoltaic | 33.8231 | -115.3939 | 30.2
2025-09 | CISO | Desert Sunlight 300, LLC | 57993 | DSL11 | NextEra Energy Desert Sunlight 300, LLC | Solar Photovoltaic | 33.8231 | -115.3939 | 20.2
2025-09 | CISO | Desert Sunlight 300, LLC | 57993 | DSL2 | NextEra Energy Desert Sunlight 300, LLC | Solar Photovoltaic | 33.8231 | -115.3939 | 40.3
2025-09 | CISO | Desert Sunlight 300, LLC | 57993 | DSL3 | NextEra Energy Desert Sunlight 300, LLC | Solar Photovoltaic | 33.8231 | -115.3939 | 40.3
2025-09 | CISO | Desert Sunlight 300, LLC | 57993 | DSL4 | NextEra Energy Desert Sunlight 300, LLC | Solar Photovoltaic | 33.8231 | -115.3939 | 30.2
2025-09 | CISO | Desert Sunlight 300, LLC | 57993 | DSL5 | NextEra Energy Desert Sunlight 300, LLC | Solar Photovoltaic | 33.8231 | -115.3939 | 25.2
2025-09 | CISO | Desert Sunlight 300, LLC | 57993 | DSL6 | NextEra Energy Desert Sunlight 300, LLC | Solar Photovoltaic | 33.8231 | -115.3939 | 25.2
2025-09 | CISO | Desert Sunlight 300, LLC | 57993 | DSL7 | NextEra Energy Desert Sunlight 300, LLC | Solar Photovoltaic | 33.8231 | -115.3939 | 20.2
2025-09 | CISO | Desert Sunlight 300, LLC | 57993 | DSL8 | NextEra Energy Desert Sunlight 300, LLC | Solar Photovoltaic | 33.8231 | -115.3939 | 18.9
2025-09 | CISO | Desert Sunlight 300, LLC | 57993 | DSL9 | NextEra Energy Desert Sunlight 300, LLC | Solar Photovoltaic | 33.8231 | -115.3939 | 22.7
2025-09 | PJM | Twin Ridges Wind Farm | 57998 | 1 | Exus Pennsylvania Wind Holdings | Onshore Wind Turbine | 39.7606 | -78.8747 | 139.4
2025-09 | PJM | Patton Wind Farm | 57999 | 1 | Exus Pennsylvania Wind Holdings | Onshore Wind Turbine | 40.6307 | -78.6961 | 30
2025-09 | ERCO | Anacacho Wind Farm, LLC | 58000 | ANA | RWE Clean Energy | Onshore Wind Turbine | 29.2347 | -100.2092 | 99.8
2025-09 | ERCO | Temple Power Station | 58001 | CTG-1 | Temple Generation Holdings LLC | Natural Gas Fired Combined Cycle | 31.0558 | -97.3172 | 232
2025-09 | ERCO | Temple Power Station | 58001 | CTG-2 | Temple Generation Holdings LLC | Natural Gas Fired Combined Cycle | 31.0558 | -97.3172 | 232
2025-09 | ERCO | Temple Power Station | 58001 | CTG-3 | Temple Generation Holdings LLC | Natural Gas Fired Combined Cycle | 31.0558 | -97.3172 | 232
2025-09 | ERCO | Temple Power Station | 58001 | CTG-4 | Temple Generation Holdings LLC | Natural Gas Fired Combined Cycle | 31.0558 | -97.3172 | 232
2025-09 | ERCO | Temple Power Station | 58001 | STG-1 | Temple Generation Holdings LLC | Natural Gas Fired Combined Cycle | 31.0558 | -97.3172 | 339.2
2025-09 | ERCO | Temple Power Station | 58001 | STG-2 | Temple Generation Holdings LLC | Natural Gas Fired Combined Cycle | 31.0558 | -97.3172 | 339.2
2025-09 | CISO | Alpaugh North | 58002 | SPS | RWE Clean Energy | Solar Photovoltaic | 35.9025 | -119.4428 | 20
2025-09 | CISO | Alpaugh 50 | 58003 | SPS50 | RWE Clean Energy | Solar Photovoltaic | 35.8983 | -119.4353 | 50
2025-09 | ISNE | Granite Reliable Power | 58004 | 1 | NexteraEnergy | Onshore Wind Turbine | 44.7044 | -71.2925 | 99
2025-09 | ERCO | Rayburn Energy Station LLC | 58005 | CTG-1 | Rayburn Energy Station LLC | Natural Gas Fired Combined Cycle | 33.5826 | -96.6179 | 232
2025-09 | ERCO | Rayburn Energy Station LLC | 58005 | CTG-2 | Rayburn Energy Station LLC | Natural Gas Fired Combined Cycle | 33.5826 | -96.6179 | 232
2025-09 | ERCO | Rayburn Energy Station LLC | 58005 | STG-1 | Rayburn Energy Station LLC | Natural Gas Fired Combined Cycle | 33.5826 | -96.6179 | 339.2
2025-09 | CISO | Brea Expansion Plant | 58007 | G1 | Brea Power II | Landfill Gas | 33.932 | -117.8402 | 6.3
2025-09 | CISO | Brea Expansion Plant | 58007 | G2 | Brea Power II | Landfill Gas | 33.932 | -117.8402 | 6.3
2025-09 | CISO | Brea Expansion Plant | 58007 | G3 | Brea Power II | Landfill Gas | 33.932 | -117.8402 | 6.3
2025-09 | CISO | Brea Expansion Plant | 58007 | G4 | Brea Power II | Landfill Gas | 33.932 | -117.8402 | 6.3
2025-09 | CISO | Brea Expansion Plant | 58007 | G5 | Brea Power II | Landfill Gas | 33.932 | -117.8402 | 10.5
2025-09 | MISO | California Ridge Wind Energy LLC | 58008 | CR | SunEdison LLC | Onshore Wind Turbine | 40.2117 | -87.8783 | 217
2025-09 | ERCO | SunE CPS3 LLC | 58009 | 1 | SunE CPS3 LLC | Solar Photovoltaic | 29.2219 | -98.6692 | 5.6
2025-09 | ERCO | SunE CPS3 LLC | 58009 | 2 | SunE CPS3 LLC | Solar Photovoltaic | 29.2219 | -98.6692 | 5
2025-09 | ERCO | IKEA Round Rock 027 | 58013 | PV | IKEA Property Inc | Solar Photovoltaic | 30.557 | -97.6903 | 1.4
2025-09 | PJM | IKEA Perryville 460 | 58014 | PV | IKEA Property Inc | Solar Photovoltaic | 39.5608 | -76.0553 | 2.1
2025-09 | PJM | IKEA College Park 411 | 58015 | IKEA | IKEA Property Inc | Solar Photovoltaic | 39.021 | -76.926 | 1
2025-09 | PJM | IKEA College Park 411 | 58015 | PV | IKEA Property Inc | Solar Photovoltaic | 39.021 | -76.926 | 1
2025-09 | CISO | Copper Mountain Solar 2 | 58017 | PV01 | RWE Clean Energy | Solar Photovoltaic | 35.7864 | -114.9628 | 30
2025-09 | CISO | Copper Mountain Solar 2 | 58017 | PV02 | RWE Clean Energy | Solar Photovoltaic | 35.7864 | -114.9628 | 30
2025-09 | CISO | Copper Mountain Solar 2 | 58017 | PV03 | RWE Clean Energy | Solar Photovoltaic | 35.7864 | -114.9628 | 34
2025-09 | CISO | Copper Mountain Solar 2 | 58017 | PV04 | RWE Clean Energy | Solar Photovoltaic | 35.7864 | -114.9628 | 30
2025-09 | CISO | Copper Mountain Solar 2 | 58017 | PV05 | RWE Clean Energy | Solar Photovoltaic | 35.7864 | -114.9628 | 30
2025-09 | SWPP | Shooting Star | 58018 | 1 | Shooting Star Power Partners, LLC | Onshore Wind Turbine | 37.5189 | -99.4464 | 104
2025-09 | MISO | Beebe 1A | 58020 | 1 | Beebe Renewable Energy, LLC | Onshore Wind Turbine | 43.2569 | -84.4997 | 81.6
2025-09 | ERCO | Whitetail | 58021 | 1 | Whitetail Wind Energy, LLC | Onshore Wind Turbine | 27.4881 | -99.0053 | 92
2025-09 | SWPP | St Joseph Landfill Generating Station | 58024 | UNIT1 | Evergy Missouri West | Landfill Gas | 39.6744 | -94.7761 | 1.6
2025-09 | ISNE | Mt Wachusett Community College | 58025 | WTG1 | Mt Wachusett Community College | Onshore Wind Turbine | 42.5886 | -71.9842 | 1.7
2025-09 | ISNE | Mt Wachusett Community College | 58025 | WTG2 | Mt Wachusett Community College | Onshore Wind Turbine | 42.5886 | -71.9842 | 1.7
2025-09 | ISNE | Spruce Mountain WInd | 58026 | 1 | CPV Spruce Mountain Wind LLC | Onshore Wind Turbine | 44.4156 | -70.5598 | 20
2025-09 | ERCO | SunE CPS2 LLC | 58027 | 1 | SunE CPS2 LLC | Solar Photovoltaic | 29.245 | -98.4183 | 10
2025-09 | CISO | IKEA Tejon 345 | 58028 | PV | IKEA Property Inc | Solar Photovoltaic | 34.9753 | -118.9469 | 1.5
2025-09 | PJM | Constellation New Energy Inc | 58029 | PV1 | Luminace Solar Federal, LLC | Solar Photovoltaic | 39.9289 | -74.8181 | 3.9
2025-09 | PJM | Reeves Station Rd East | 58030 | REEVE | NJR Clean Energy Ventures Corporation | Solar Photovoltaic | 39.9283 | -74.8144 | 5.5
2025-09 | ISNE | Padelford Solar | 58032 | PSMA | RWE Clean Energy | Solar Photovoltaic | 41.8533 | -71.065 | 2.2
2025-09 | CISO | Nickel 1 Solar Facility | 58034 | 1 | Altus Power America Management, LLC | Solar Photovoltaic | 35.6473 | -119.7165 | 1.5
2025-09 | ISNE | Block Island Wind Farm | 58035 | BIWF | Deepwater Wind Block Island LLC | Offshore Wind Turbine | 41.1147 | -71.5211 | 30
2025-09 | PJM | Riverside Renewable Energy LLC | 58036 | 1 | Riverside Renewable Energy | Solar Photovoltaic | 39.9031 | -75.1258 | 7.5
2025-09 | MISO | Buffalo Center Wind LLC | 58038 | BCW | Buffalo Center Wind LLC | Onshore Wind Turbine | 43.3858 | -92.7594 | 1.5
2025-09 | CISO | Axium Modesto Solar | 58039 | 1 | Axium US Solar Holdings LLC | Solar Photovoltaic | 37.7342 | -120.9956 | 25
2025-09 | PJM | United Stationers Supply Solar Electric | 58040 | SEF-A | CVI CleanCapital Solar 4 LLC | Solar Photovoltaic | 40.3206 | -74.5017 | 2
2025-09 | PJM | United Stationers Supply Solar Electric | 58040 | SEF-B | CVI CleanCapital Solar 4 LLC | Solar Photovoltaic | 40.3206 | -74.5017 | 0.8
2025-09 | SWPP | Chisholm View Wind Project | 58041 | 1 | Chisholm View Wind Project | Onshore Wind Turbine | 36.5747 | -97.6736 | 235.2
2025-09 | SWPP | Chisholm View Wind Project | 58041 | 2 | Chisholm View Wind Project | Onshore Wind Turbine | 36.5747 | -97.6736 | 64.8
2025-09 | MISO | Lilly Technical Center | 58043 | 1 | Eli Lilly and Company | Petroleum Liquids | 39.7475 | -86.1831 | 1
2025-09 | MISO | Lilly Technical Center | 58043 | 2 | Eli Lilly and Company | Petroleum Liquids | 39.7475 | -86.1831 | 1
2025-09 | MISO | Lilly Technical Center | 58043 | 3 | Eli Lilly and Company | Petroleum Liquids | 39.7475 | -86.1831 | 2
2025-09 | MISO | Lilly Technical Center | 58043 | 4 | Eli Lilly and Company | Petroleum Liquids | 39.7475 | -86.1831 | 2
2025-09 | MISO | Community Wind South | 58045 | GEN1 | Greenbacker Renewable Energy Corporation | Onshore Wind Turbine | 43.7136 | -95.8028 | 30
2025-09 | PJM | PPG Monroeville Chemicals Center | 58047 | 2 | PPG Monroeville Chemicals Center | Petroleum Liquids | 40.4422 | -79.7311 | 0.3
2025-09 | PJM | PPG Monroeville Chemicals Center | 58047 | 3 | PPG Monroeville Chemicals Center | Petroleum Liquids | 40.4422 | -79.7311 | 0.8
2025-09 | ERCO | Mozart Wind Farm | 58048 | 1 | Mozart Wind, LLC | Onshore Wind Turbine | 32.9697 | -100.5242 | 30
2025-09 | PJM | Jordache Enterprises Solar | 58049 | PV | Jordache Enterprises | Solar Photovoltaic | 40.5557 | -74.4084 | 1.3
2025-09 | PJM | Vitro Architectural Glass (PA) | 58051 | L121 | Vitro Architectural Glass (PA) | Petroleum Liquids | 40.1264 | -77.1644 | 2
2025-09 | PJM | Vitro Architectural Glass (PA) | 58051 | L2AE | Vitro Architectural Glass (PA) | Petroleum Liquids | 40.1264 | -77.1644 | 1.5
2025-09 | PJM | Vitro Architectural Glass (PA) | 58051 | L2BW | Vitro Architectural Glass (PA) | Petroleum Liquids | 40.1264 | -77.1644 | 1.5
2025-09 | CISO | Vitro Flat Glass LLC | 58053 | IG#2 | Vitro Flat Glass LLC | Petroleum Liquids | 36.69 | -119.72 | 0.9
2025-09 | CISO | Vitro Flat Glass LLC | 58053 | OG#1 | Vitro Flat Glass LLC | Petroleum Liquids | 36.69 | -119.72 | 1.3
2025-09 | CISO | Vitro Flat Glass LLC | 58053 | OG#3 | Vitro Flat Glass LLC | Petroleum Liquids | 36.69 | -119.72 | 1.1
2025-09 | ISNE | Burgess BioPower | 58054 | ST01 | Berlin Station, LLC | Wood/Wood Waste Biomass | 44.4719 | -71.1753 | 75
2025-09 | PJM | Molson Coors Shenandoah Brewery | 58057 | WWTP | Molson Coors Shenandoah Brewery | Other Waste Biomass | 38.3569 | -78.6767 | 1.4
2025-09 | MISO | SABIC Innovative Plastics Mt. Vernon | 58063 | COGN1 | SABIC IP Mt. Vernon, LLC | Natural Gas Fired Combustion Turbine | 37.9103 | -87.9261 | 108
2025-09 | ISNE | Charlestown Wind Turbine | 58065 | CWT1 | MWRA Charlestown | Onshore Wind Turbine | 42.3914 | -71.0708 | 1.5
2025-09 | MISO | PCA, Filer City Mill | 58066 | TG2 | PCA, Filer City Mill | Natural Gas Steam Turbine | 44.2133 | -86.2867 | 8
2025-09 | MISO | PCA, Filer City Mill | 58066 | TG3 | PCA, Filer City Mill | Natural Gas Steam Turbine | 44.2133 | -86.2867 | 11.5
2025-09 | ERCO | SunE CPS1 LLC | 58068 | 1 | SunE CPS1 LLC | Solar Photovoltaic | 29.245 | -98.4183 | 10
2025-09 | PJM | Mercer Mall | 58070 | 1 | FRIT Solar Inc | Solar Photovoltaic | 40.2906 | -74.6819 | 1.1
2025-09 | MISO | Windwalkers LLC | 58071 | 1 | RWE Clean Energy | Onshore Wind Turbine | 43.3847 | -93.2214 | 1.6
2025-09 | CISO | SEPV 1 | 58073 | SEPV | CVI CleanCapital Solar 1 LLC | Solar Photovoltaic | 34.6189 | -117.9394 | 2
2025-09 | CISO | SEPV 2 | 58074 | SEPV | CVI CleanCapital Solar 1 LLC | Solar Photovoltaic | 34.1742 | -116.1528 | 2
2025-09 | SWPP | El Dorado Refinery | 58075 | L3804 | Frontier El Dorado Refinery LLC | Natural Gas Fired Combustion Turbine | 37.7928 | -96.8772 | 38.9
2025-09 | CISO | Edwards Air Force Base | 58076 | 1 | CleanCapital Holdings | Solar Photovoltaic | 34.9077 | -117.9206 | 1
2025-09 | CISO | Edwards Air Force Base | 58076 | 2 | CleanCapital Holdings | Solar Photovoltaic | 34.9077 | -117.9206 | 1
2025-09 | CISO | Edwards Air Force Base | 58076 | 3 | CleanCapital Holdings | Solar Photovoltaic | 34.9077 | -117.9206 | 1
2025-09 | SWPP | Rocky Ridge Wind Project | 58078 | GE 1. | Rocky Ridge Wind Project LLC | Onshore Wind Turbine | 35.1356 | -99.0031 | 148.8
2025-09 | PJM | Newark Energy Center | 58079 | GT-1 | Hartree Partners LP | Natural Gas Fired Combined Cycle | 40.7072 | -74.1258 | 225
2025-09 | PJM | Newark Energy Center | 58079 | GT-2 | Hartree Partners LP | Natural Gas Fired Combined Cycle | 40.7072 | -74.1258 | 225
2025-09 | PJM | Newark Energy Center | 58079 | STG-1 | Hartree Partners LP | Natural Gas Fired Combined Cycle | 40.7072 | -74.1258 | 285
2025-09 | ERCO | Wolf Ridge Wind | 58080 | 1 | NextEra Wolf Ridge LLC | Onshore Wind Turbine | 33.733 | -97.4284 | 112.5
2025-09 | PJM | AMP Napoleon Solar Facility | 58082 | NSF1 | American Mun Power-Ohio, Inc | Solar Photovoltaic | 41.4067 | -84.1108 | 3.5
2025-09 | ISNE | Kimberly Clark-Unit 1,2,3 | 58084 | GT100 | Kimberly-Clark Corporation | Natural Gas Fired Combined Cycle | 41.5583 | -73.4136 | 16.1
2025-09 | ISNE | Kimberly Clark-Unit 1,2,3 | 58084 | GT200 | Kimberly-Clark Corporation | Natural Gas Fired Combustion Turbine | 41.5583 | -73.4136 | 16.1
2025-09 | ISNE | Kimberly Clark-Unit 1,2,3 | 58084 | GT300 | Kimberly-Clark Corporation | Natural Gas Fired Combined Cycle | 41.5583 | -73.4136 | 4.1
2025-09 | CISO | PRC-Desoto Intl/PPG Aerospace | 58085 | CATR1 | PRC-Desoto Intl Corp./PPG | Petroleum Liquids | 34.9897 | -118.1506 | 0.5
2025-09 | CISO | PRC-Desoto Intl/PPG Aerospace | 58085 | CATR2 | PRC-Desoto Intl Corp./PPG | Petroleum Liquids | 34.9897 | -118.1506 | 1
2025-09 | NYIS | Stony Creek Wind Farm NY | 58088 | 1 | Invenergy Services LLC | Onshore Wind Turbine | 42.7676 | -78.4158 | 94.4
2025-09 | MISO | Roeder Family Wind Farm LLC | 58089 | 1 | RWE Clean Energy | Onshore Wind Turbine | 43.2972 | -93.2833 | 1.6
2025-09 | PJM | Middlesex Apple Orchard Solar | 58090 | SEF-1 | CVI CleanCapital Solar 4 LLC | Solar Photovoltaic | 40.4264 | -74.4922 | 1.3
2025-09 | PJM | Middlesex Apple Orchard Solar | 58090 | SEF-2 | CVI CleanCapital Solar 4 LLC | Solar Photovoltaic | 40.4264 | -74.4922 | 3.4
2025-09 | PJM | Keystone Solar | 58091 | KSTN | Altus Power America Management, LLC | Solar Photovoltaic | 39.8611 | -76.2211 | 5
2025-09 | PJM | BBB Corporate Headquarters | 58093 | HQNJ | Cushman Wakefield | Solar Photovoltaic | 40.6972 | -74.305 | 1
2025-09 | PJM | Christmas Tree Shops DC Burlington NJ | 58094 | FINJ | Prologis Logistics Services Incorporated | Solar Photovoltaic | 40.1042 | -74.8128 | 2.1
2025-09 | PJM | Harmon DC Totowa NJ | 58095 | TONJ | Taft Associates c/o Wilson Associates | Solar Photovoltaic | 40.9039 | -74.2478 | 1.5
2025-09 | PJM | Bed Bath & Beyond DC Port Reading NJ | 58096 | PTNJ | Prologis Logistics Services Incorporated | Solar Photovoltaic | 40.5683 | -74.2425 | 1.8
2025-09 | ISNE | Green Meadows | 58097 | 1 | Altus Power America Management, LLC | Solar Photovoltaic | 41.6694 | -70.5319 | 3.5
2025-09 | CISO | Kern Oil & Refining Co | 58100 | 5900 | Kern Oil & Refining Co | Natural Gas Fired Combustion Turbine | 35.2956 | -118.9183 | 4.5
2025-09 | CISO | Foundation Cemex River Plant | 58101 | WTG1 | Foundation CA Fund VI Manager LLC | Onshore Wind Turbine | 34.5619 | -117.3072 | 1.6
2025-09 | CISO | Foundation Cemex River Plant | 58101 | WTG2 | Foundation CA Fund VI Manager LLC | Onshore Wind Turbine | 34.5619 | -117.3072 | 1.6
2025-09 | CISO | Foundation Cemex BMQ | 58102 | WTG1 | Foundation CA Fund VI Manager LLC | Onshore Wind Turbine | 34.6231 | -117.1125 | 1.5
2025-09 | CISO | Foundation Cemex BMQ | 58102 | WTG2 | Foundation CA Fund VI Manager LLC | Onshore Wind Turbine | 34.6231 | -117.1125 | 1.5
2025-09 | MISO | Heritage Garden Wind Farm I LLC | 58103 | 1 | DTE Sustainable Generation | Onshore Wind Turbine | 45.7956 | -86.5339 | 28
2025-09 | CISO | Foundation Superior Farms | 58104 | WTG1 | Foundation CA Fund VI Manager LLC | Onshore Wind Turbine | 38.42 | -121.8181 | 1
2025-09 | CISO | Foundation Wal-Mart Red Bluff | 58105 | WTG1 | Foundation CA Fund VI Manager LLC | Onshore Wind Turbine | 40.1111 | -122.1939 | 1
2025-09 | MISO | International Paper Red River Mill | 58108 | 3 T-G | Red River Mill Intl Paper Company | Wood/Wood Waste Biomass | 31.9058 | -93.1725 | 78.8
2025-09 | PJM | Brookside Newark | 58110 | BRK | Diamond State Generation Partners, LLC | Other Natural Gas | 39.6689 | -75.7161 | 2.6
2025-09 | MISO | Bishop Hill II Wind Farm | 58111 | 1 | Bishop Hill Energy II, LLC | Onshore Wind Turbine | 41.2325 | -90.1742 | 81
2025-09 | CISO | Foundation Cemex Madison | 58112 | WTG1 | Foundation CA Fund V Manager, LLC | Onshore Wind Turbine | 38.6928 | -121.9325 | 1
2025-09 | CISO | Foundation RRM | 58113 | WTG1 | Foundation CA Fund V Manager, LLC | Onshore Wind Turbine | 33.9172 | -116.815 | 1
2025-09 | CISO | Foundation RRM | 58113 | WTG2 | Foundation CA Fund V Manager, LLC | Onshore Wind Turbine | 33.9172 | -116.815 | 1
2025-09 | CISO | Foundation NWNA | 58114 | WTG1 | Foundation CA Fund V Manager, LLC | Onshore Wind Turbine | 33.9142 | -116.7492 | 1.6
2025-09 | CISO | Foundation NWNA | 58114 | WTG2 | Foundation CA Fund V Manager, LLC | Onshore Wind Turbine | 33.9142 | -116.7492 | 1.6
2025-09 | CISO | Foundation NWNA | 58114 | WTG3 | Foundation CA Fund V Manager, LLC | Onshore Wind Turbine | 33.9142 | -116.7492 | 1.9
2025-09 | ISNE | Cellu Tissue | 58116 | GEN1 | Dunn Paper East Hartford, LLC | Natural Gas Internal Combustion Engine | 41.7761 | -72.6067 | 3
2025-09 | CISO | La Joya Del Sol | 58118 | JDS1 | CVI CleanCapital Solar 1 LLC | Solar Photovoltaic | 36.6786 | -119.7975 | 1.5
2025-09 | MISO | Echo Wind Park | 58121 | GEN1 | DTE Electric Company | Onshore Wind Turbine | 43.8825 | -83.1614 | 49.6
2025-09 | MISO | Echo Wind Park | 58121 | GEN2 | DTE Electric Company | Onshore Wind Turbine | 43.8825 | -83.1614 | 62.4
2025-09 | MISO | Echo Wind Park | 58121 | GEN3 | DTE Electric Company | Onshore Wind Turbine | 43.8825 | -83.1614 | 50
2025-09 | CISO | Delano Energy Center | 58122 | GEN1 | Wellhead Services, Inc | Natural Gas Fired Combustion Turbine | 35.7909 | -119.2945 | 60.5
2025-09 | PJM | Wakefern Food Corp | 58123 | 1 | NJR Clean Energy Ventures Corporation | Solar Photovoltaic | 40.51 | -74.3283 | 2
2025-09 | MISO | Rothschild Biomass Cogen Facility | 58124 | 1 | Wisconsin Electric Power Co | Wood/Wood Waste Biomass | 44.8878 | -89.6297 | 57.5
2025-09 | SWPP | Quay County | 58125 | 1 | Southwestern Public Service Co | Petroleum Liquids | 35.1828 | -103.7311 | 27
2025-09 | CISO | Kaiser Downey | 58128 | KRSO1 | Bloom Energy 2009 PPA | Other Natural Gas | 33.9192 | -118.1286 | 0.2
2025-09 | CISO | Kaiser Downey | 58128 | KRSO2 | Bloom Energy 2009 PPA | Other Natural Gas | 33.9192 | -118.1286 | 0.2
2025-09 | CISO | Kaiser Downey | 58128 | KRSO3 | Bloom Energy 2009 PPA | Other Natural Gas | 33.9192 | -118.1286 | 0.2
2025-09 | CISO | Kaiser Downey | 58128 | KRSO4 | Bloom Energy 2009 PPA | Other Natural Gas | 33.9192 | -118.1286 | 0.2
2025-09 | CISO | Kaiser Downey | 58128 | KRSO5 | Bloom Energy 2009 PPA | Other Natural Gas | 33.9192 | -118.1286 | 0.2
2025-09 | CISO | Kaiser Ontario | 58132 | KSRO1 | Bloom Energy 2009 PPA | Other Natural Gas | 34.0325 | -117.6089 | 0.2
2025-09 | CISO | Kaiser Ontario | 58132 | KSRO2 | Bloom Energy 2009 PPA | Other Natural Gas | 34.0325 | -117.6089 | 0.2
2025-09 | CISO | Kaiser Ontario | 58132 | KSRO3 | Bloom Energy 2009 PPA | Other Natural Gas | 34.0325 | -117.6089 | 0.2
2025-09 | CISO | Kaiser Ontario | 58132 | KSRO4 | Bloom Energy 2009 PPA | Other Natural Gas | 34.0325 | -117.6089 | 0.2
2025-09 | CISO | Kaiser Ontario | 58132 | KSRO5 | Bloom Energy 2009 PPA | Other Natural Gas | 34.0325 | -117.6089 | 0.2
2025-09 | PJM | Oberlin Spear Point Solar One | 58134 | OSSO | Oberlin College | Solar Photovoltaic | 41.3028 | -82.227 | 2
2025-09 | PJM | Adkins Energy LLC | 58136 | S5MW | Adkins Energy LLC | Natural Gas Fired Combustion Turbine | 42.3622 | -89.8036 | 5
2025-09 | PJM | Adkins Energy LLC | 58136 | ST2MW | Adkins Energy LLC | Natural Gas Steam Turbine | 42.3622 | -89.8036 | 1.8
2025-09 | SWPP | Ensign Wind LLC | 58137 | 1 | NextEra Energy Resources Ensign Wind | Onshore Wind Turbine | 37.6145 | -100.2787 | 98.9
2025-09 | MISO | Otter Creek Ethanol Poet - Ashton | 58138 | 1 | Otter Creek Ethanol LLC - Poet Ashton | Natural Gas Fired Combustion Turbine | 43.275 | -95.8097 | 7.5
2025-09 | PJM | Summit Street Power Plant | 58140 | GT-1 | Kent State University | Natural Gas Fired Combustion Turbine | 41.1431 | -81.3408 | 5.7
2025-09 | PJM | Summit Street Power Plant | 58140 | GT-2 | Kent State University | Natural Gas Fired Combustion Turbine | 41.1431 | -81.3408 | 7.5
2025-09 | ISNE | Groton Wind LLC | 58141 | 1 | Avangrid Power LLC | Onshore Wind Turbine | 43.7681 | -71.8189 | 48
2025-09 | ISNE | SVEP Solar Project Company | 58144 | SVEP1 | CVI CleanCapital Solar 1 LLC | Solar Photovoltaic | 42.7536 | -73.2261 | 2
2025-09 | ISNE | Williamstown Solar | 58145 | WTS_1 | CVI CleanCapital Solar 1 LLC | Solar Photovoltaic | 44.1131 | -72.6058 | 2
2025-09 | CISO | RE Kansas South LLC | 58148 | KS | RE Kansas South LLC | Solar Photovoltaic | 36.2261 | -119.8342 | 20
2025-09 | CISO | TA-High Desert LLC | 58149 | TAHD | TA-High Desert LLC | Solar Photovoltaic | 34.7089 | -118.3047 | 20
2025-09 | ERCO | Central Utility Plant - Texas A&M | 58151 | GTG01 | Texas A&M, Utilities & Energy Services | Natural Gas Fired Combined Cycle | 30.6178 | -96.3433 | 34.1
2025-09 | ERCO | Central Utility Plant - Texas A&M | 58151 | STG02 | Texas A&M, Utilities & Energy Services | Natural Gas Fired Combined Cycle | 30.6178 | -96.3433 | 11
2025-09 | ISNE | Danbury Hospital Cogen Plant | 58152 | GEN1 | Danbury Hospital | Natural Gas Fired Combustion Turbine | 41.4053 | -73.4475 | 4.3
2025-09 | ISNE | Eastern Maine Medical Center | 58153 | COGE | Eastern Maine Medical Center | Natural Gas Fired Combustion Turbine | 44.8083 | -68.7508 | 3.8
2025-09 | CISO | North Sky River Energy LLC | 58154 | GEN1 | North Sky River Energy LLC | Onshore Wind Turbine | 35.3478 | -118.1864 | 162
2025-09 | ISNE | Wesleyan University Cogen 1 | 58158 | 1 | Wesleyan University | Natural Gas Internal Combustion Engine | 41.5564 | -72.6539 | 2.4
2025-09 | ISNE | UCONN Cogen Facility | 58159 | CGT1 | University of Connecticut | Natural Gas Fired Combined Cycle | 41.8092 | -72.2542 | 6.9
2025-09 | ISNE | UCONN Cogen Facility | 58159 | CGT2 | University of Connecticut | Natural Gas Fired Combined Cycle | 41.8092 | -72.2542 | 6.9
2025-09 | ISNE | UCONN Cogen Facility | 58159 | CGT3 | University of Connecticut | Natural Gas Fired Combined Cycle | 41.8092 | -72.2542 | 6.9
2025-09 | ISNE | UCONN Cogen Facility | 58159 | STG1 | University of Connecticut | Natural Gas Fired Combined Cycle | 41.8092 | -72.2542 | 5
2025-09 | ISNE | Williams College - Campus CHP | 58160 | GEN2 | President & Trustees of Williams College | Natural Gas Steam Turbine | 42.7097 | -73.2022 | 3
2025-09 | ISNE | Williams College - Campus CHP | 58160 | GEN4 | President & Trustees of Williams College | Petroleum Liquids | 42.7097 | -73.2022 | 2
2025-09 | ISNE | Williams College - Campus CHP | 58160 | GEN5 | President & Trustees of Williams College | Petroleum Liquids | 42.7097 | -73.2022 | 2
2025-09 | MISO | Western Michigan University Power Plant | 58161 | EG-1 | Western Michigan University | Natural Gas Internal Combustion Engine | 42.28 | -85.6064 | 0.8
2025-09 | MISO | Western Michigan University Power Plant | 58161 | EG-10 | Western Michigan University | Natural Gas Internal Combustion Engine | 42.28 | -85.6064 | 2.5
2025-09 | MISO | Western Michigan University Power Plant | 58161 | EG-9 | Western Michigan University | Natural Gas Internal Combustion Engine | 42.28 | -85.6064 | 2.5
2025-09 | MISO | Western Michigan University Power Plant | 58161 | GTG-7 | Western Michigan University | Natural Gas Fired Combined Cycle | 42.28 | -85.6064 | 5
2025-09 | MISO | Western Michigan University Power Plant | 58161 | GTG-8 | Western Michigan University | Natural Gas Fired Combined Cycle | 42.28 | -85.6064 | 5
2025-09 | MISO | Western Michigan University Power Plant | 58161 | STG-1 | Western Michigan University | Natural Gas Fired Combined Cycle | 42.28 | -85.6064 | 0.9
2025-09 | SWPP | Cirrus Wind 1 LLC | 58162 | CW | Cirrus Wind 1 LLC | Onshore Wind Turbine | 33.0331 | -101.6875 | 61.2
2025-09 | NYIS | Mercy Medical Center | 58163 | 1N | Mercy Medical Center | Petroleum Liquids | 40.6883 | -73.6308 | 1
2025-09 | NYIS | Mercy Medical Center | 58163 | 2N | Mercy Medical Center | Petroleum Liquids | 40.6883 | -73.6308 | 1
2025-09 | NYIS | Mercy Medical Center | 58163 | 3N | Mercy Medical Center | Petroleum Liquids | 40.6883 | -73.6308 | 1
2025-09 | NYIS | Mercy Medical Center | 58163 | 8 | Mercy Medical Center | Petroleum Liquids | 40.6883 | -73.6308 | 0.6
2025-09 | MISO | Slayton Solar | 58164 | PV1 | Ecos Energy LLC | Solar Photovoltaic | 43.9803 | -95.7672 | 1.7
2025-09 | PJM | College of New Jersey | 58165 | COGEN | The College of New Jersey | Natural Gas Internal Combustion Engine | 40.2694 | -74.7733 | 6.2
2025-09 | ISNE | Smith College Central Heating Plant | 58166 | GT-1 | The Trustees of Smith College | Natural Gas Fired Combustion Turbine | 42.3125 | -72.6394 | 5.3
2025-09 | NYIS | William Floyd School District | 58167 | GEN1 | William Floyd School District | Natural Gas Internal Combustion Engine | 40.7769 | -72.8508 | 1.3
2025-09 | NYIS | William Floyd School District | 58167 | GEN2 | William Floyd School District | Natural Gas Internal Combustion Engine | 40.7769 | -72.8508 | 1.3
2025-09 | NYIS | William Floyd School District | 58167 | GEN3 | William Floyd School District | Petroleum Liquids | 40.7769 | -72.8508 | 1.3
2025-09 | CISO | Energy Center | 58168 | TURB1 | University of Redlands | Natural Gas Fired Combustion Turbine | 34.0631 | -117.1639 | 0.3
2025-09 | CISO | Energy Center | 58168 | TURB2 | University of Redlands | Natural Gas Fired Combustion Turbine | 34.0631 | -117.1639 | 0.3
2025-09 | CISO | Energy Center | 58168 | TURB3 | University of Redlands | Natural Gas Fired Combustion Turbine | 34.0631 | -117.1639 | 0.3
2025-09 | CISO | CSUF Trigeneration | 58169 | 1 | California State University at Fullerton | Natural Gas Fired Combustion Turbine | 33.8806 | -117.8866 | 4.6
2025-09 | CISO | CSUF Trigeneration | 58169 | CPAC | California State University at Fullerton | Solar Photovoltaic | 33.8806 | -117.8866 | 0.3
2025-09 | CISO | CSUF Trigeneration | 58169 | KHS | California State University at Fullerton | Solar Photovoltaic | 33.8806 | -117.8866 | 0.3
2025-09 | CISO | CSUF Trigeneration | 58169 | NPS | California State University at Fullerton | Solar Photovoltaic | 33.8806 | -117.8866 | 2
2025-09 | CISO | CSUF Trigeneration | 58169 | PS4 | California State University at Fullerton | Solar Photovoltaic | 33.8806 | -117.8866 | 0.3
2025-09 | CISO | CSUF Trigeneration | 58169 | PS5 | California State University at Fullerton | Solar Photovoltaic | 33.8806 | -117.8866 | 0.4
2025-09 | CISO | CSUF Trigeneration | 58169 | SCPS | California State University at Fullerton | Solar Photovoltaic | 33.8806 | -117.8866 | 1
2025-09 | ISNE | Wilson Solar (MA) | 58174 | WSMA | RWE Clean Energy | Solar Photovoltaic | 42.2642 | -71.98 | 2
2025-09 | PJM | Kishwaukee CHP Plant | 58177 | 1 | Four Rivers Sanitation Authority | Other Waste Biomass | 42.2219 | -89.0933 | 1
2025-09 | PJM | Kishwaukee CHP Plant | 58177 | 2 | Four Rivers Sanitation Authority | Other Waste Biomass | 42.2219 | -89.0933 | 1
2025-09 | PJM | Kishwaukee CHP Plant | 58177 | 3 | Four Rivers Sanitation Authority | Other Waste Biomass | 42.2219 | -89.0933 | 1
2025-09 | MISO | M. G. Emmett J. Bean Federal Center | 58178 | 1 | U.S. General Services Administration | Solar Photovoltaic | 39.8531 | -86.0144 | 1.9
2025-09 | ISNE | UNH 7.9 MW Plant | 58180 | 1 | Emcor Energy Services | Landfill Gas | 43.1367 | -70.9361 | 7.9
2025-09 | PJM | Loyola University Health Plant | 58181 | UNIT1 | Loyola University Health System | Natural Gas Fired Combustion Turbine | 41.8558 | -87.8356 | 5.3
2025-09 | PJM | Loyola University Health Plant | 58181 | UNIT2 | Loyola University Health System | Natural Gas Fired Combustion Turbine | 41.8558 | -87.8356 | 5.3
2025-09 | SWPP | Prairie Horizon Agri Energy | 58183 | T5741 | Prairie Horizon Agri Energy LLC | Natural Gas Steam Turbine | 39.7611 | -99.3058 | 1.7
2025-09 | ISNE | Rand Whitney CHP Plant | 58184 | TG-1 | Rand Whitney Containerboard L.P. | Natural Gas Fired Combustion Turbine | 41.4528 | -72.1361 | 16.5
2025-09 | ISNE | Amherst College Co Gen | 58185 | CTG | Amherst College | Natural Gas Fired Combustion Turbine | 42.3717 | -72.5122 | 1.2
2025-09 | NYIS | HVCC Cogen Plant | 58186 | CG01 | Hudson Valley Community College | Natural Gas Internal Combustion Engine | 42.6969 | -73.68 | 0.9
2025-09 | NYIS | HVCC Cogen Plant | 58186 | CG02 | Hudson Valley Community College | Natural Gas Internal Combustion Engine | 42.6969 | -73.68 | 0.9
2025-09 | NYIS | HVCC Cogen Plant | 58186 | CG03 | Hudson Valley Community College | Natural Gas Internal Combustion Engine | 42.6969 | -73.68 | 1.4
2025-09 | NYIS | HVCC Cogen Plant | 58186 | CG04 | Hudson Valley Community College | Natural Gas Internal Combustion Engine | 42.6969 | -73.68 | 1.4
2025-09 | NYIS | HVCC Cogen Plant | 58186 | CG05 | Hudson Valley Community College | Petroleum Liquids | 42.6969 | -73.68 | 2.1
2025-09 | NYIS | HVCC Cogen Plant | 58186 | CG06 | Hudson Valley Community College | Natural Gas Internal Combustion Engine | 42.6969 | -73.68 | 1.4
2025-09 | PJM | 180 Raritan Solar | 58187 | 1 | 180 Raritan Energy Solutions, LLC | Solar Photovoltaic | 40.5161 | -74.34 | 1.9
2025-09 | SWPP | Bonanza BioEnergy LLC | 58193 | ST96 | Bonanza BioEnergy LLC | Natural Gas Steam Turbine | 37.9586 | -100.8361 | 2
2025-09 | PJM | West Campus Steam Plant | 58194 | CT2 | Penn State University | Natural Gas Fired Combustion Turbine | 40.7928 | -77.8647 | 6.1
2025-09 | PJM | West Campus Steam Plant | 58194 | WC 4 | Penn State University | Natural Gas Steam Turbine | 40.7928 | -77.8647 | 2.9
2025-09 | PJM | West Campus Steam Plant | 58194 | WC 5 | Penn State University | Natural Gas Steam Turbine | 40.7928 | -77.8647 | 2.2
2025-09 | PJM | West Campus Steam Plant | 58194 | WC6 | Penn State University | Natural Gas Steam Turbine | 40.7928 | -77.8647 | 2.8
2025-09 | PJM | East Campus Steam Plant | 58195 | CT1 | Penn State University | Natural Gas Fired Combustion Turbine | 40.8092 | -77.8475 | 7
2025-09 | MISO | POET Biorefining Lake Crystal | 58197 | 1 | POET Biorefining Lake Crystal | Petroleum Liquids | 44.0933 | -94.2767 | 6
2025-09 | MISO | POET Biorefining Lake Crystal | 58197 | 2 | POET Biorefining Lake Crystal | Natural Gas Steam Turbine | 44.0933 | -94.2767 | 1
2025-09 | CISO | Parnassus Central Utility Plant | 58198 | GTG1 | University of California-San Francisco | Natural Gas Fired Combined Cycle | 37.7625 | -122.4567 | 4.8
2025-09 | CISO | Parnassus Central Utility Plant | 58198 | GTG2 | University of California-San Francisco | Natural Gas Fired Combined Cycle | 37.7625 | -122.4567 | 4.8
2025-09 | CISO | Parnassus Central Utility Plant | 58198 | STG1 | University of California-San Francisco | Natural Gas Fired Combined Cycle | 37.7625 | -122.4567 | 3.8
2025-09 | CISO | RE Victor Phelan Solar One LLC | 58202 | VPS1 | MN8 Energy LLC | Solar Photovoltaic | 34.5123 | -117.4775 | 20
2025-09 | SWPP | Minco Wind III, LLC | 58203 | 1 | FPLE Wind, LLC | Onshore Wind Turbine | 35.3724 | -98.1827 | 100.8
2025-09 | CISO | Grassland 3&4 Solar Project | 58204 | INV3 | Yolo County of | Solar Photovoltaic | 38.5003 | -121.6942 | 2
2025-09 | SWPP | Grand Ave Plant | 58205 | 1 | Yolo County of | Natural Gas Steam Turbine | 39.1119 | -94.5811 | 5
2025-09 | CISO | West Gates Solar Station | 58206 | 1 | Pacific Gas & Electric Co. | Solar Photovoltaic | 36.1422 | -120.1325 | 10
2025-09 | PJM | Central Utility Plant at White Oak | 58207 | G1 | GSA Metropolitan Service Center | Natural Gas Internal Combustion Engine | 39.0394 | -76.9825 | 5.7
2025-09 | PJM | Central Utility Plant at White Oak | 58207 | G10 | GSA Metropolitan Service Center | Petroleum Liquids | 39.0394 | -76.9825 | 2.3
2025-09 | PJM | Central Utility Plant at White Oak | 58207 | G11 | GSA Metropolitan Service Center | Petroleum Liquids | 39.0394 | -76.9825 | 2.3
2025-09 | PJM | Central Utility Plant at White Oak | 58207 | G12 | GSA Metropolitan Service Center | Natural Gas Fired Combined Cycle | 39.0394 | -76.9825 | 5
2025-09 | PJM | Central Utility Plant at White Oak | 58207 | G2 | GSA Metropolitan Service Center | Petroleum Liquids | 39.0394 | -76.9825 | 2.3
2025-09 | PJM | Central Utility Plant at White Oak | 58207 | G3 | GSA Metropolitan Service Center | Natural Gas Fired Combustion Turbine | 39.0394 | -76.9825 | 4.3
2025-09 | PJM | Central Utility Plant at White Oak | 58207 | G4 | GSA Metropolitan Service Center | Natural Gas Fired Combustion Turbine | 39.0394 | -76.9825 | 4.3
2025-09 | PJM | Central Utility Plant at White Oak | 58207 | G5 | GSA Metropolitan Service Center | Natural Gas Fired Combustion Turbine | 39.0394 | -76.9825 | 4.3
2025-09 | PJM | Central Utility Plant at White Oak | 58207 | G6 | GSA Metropolitan Service Center | Natural Gas Fired Combustion Turbine | 39.0394 | -76.9825 | 4.3
2025-09 | PJM | Central Utility Plant at White Oak | 58207 | G7 | GSA Metropolitan Service Center | Natural Gas Fired Combined Cycle | 39.0394 | -76.9825 | 7.5
2025-09 | PJM | Central Utility Plant at White Oak | 58207 | G8 | GSA Metropolitan Service Center | Natural Gas Fired Combined Cycle | 39.0394 | -76.9825 | 7.5
2025-09 | PJM | Central Utility Plant at White Oak | 58207 | G9 | GSA Metropolitan Service Center | Natural Gas Fired Combined Cycle | 39.0394 | -76.9825 | 4.5
2025-09 | PJM | Cinnamon Bay Edgeboro Landfill | 58208 | 1 | Cinnamon Bay LLC | Landfill Gas | 40.4653 | -74.3939 | 9.6
2025-09 | SWPP | NextEra-Blackwell Wind, LLC | 58209 | WT | Blackwell Wind, LLC | Onshore Wind Turbine | 36.8467 | -97.4175 | 59.8
2025-09 | ISNE | NFM Solar Power LLC | 58210 | 1 | FirstLight Power Resources, Inc. - MA | Solar Photovoltaic | 42.6108 | -72.4742 | 1.9
2025-09 | ISNE | West Greenwich Solar | 58214 | WGRI | RWE Clean Energy | Solar Photovoltaic | 41.6494 | -71.71 | 1.9
2025-09 | CISO | Grassland 1&2 Solar Project | 58217 | INV4 | Yolo County of | Solar Photovoltaic | 38.5003 | -121.6942 | 2
2025-09 | PJM | Haviland Plastic Products | 58220 | WTGA | Haviland Plastic Products Co | Onshore Wind Turbine | 41.0161 | -84.5875 | 1.5
2025-09 | PJM | Haviland Plastic Products | 58220 | WTGB | Haviland Plastic Products Co | Onshore Wind Turbine | 41.0161 | -84.5875 | 1.5
2025-09 | PJM | Haviland Plastic Products | 58220 | WTGC | Haviland Plastic Products Co | Onshore Wind Turbine | 41.0161 | -84.5875 | 1.5
2025-09 | CISO | Hoag Hospital Cogen Plant | 58223 | 1 | Hoag Memorial Presbyterian Hospital | Natural Gas Internal Combustion Engine | 33.6228 | -117.9364 | 1.5
2025-09 | CISO | Hoag Hospital Cogen Plant | 58223 | 2 | Hoag Memorial Presbyterian Hospital | Natural Gas Internal Combustion Engine | 33.6228 | -117.9364 | 1.5
2025-09 | CISO | Hoag Hospital Cogen Plant | 58223 | 3 | Hoag Memorial Presbyterian Hospital | Natural Gas Internal Combustion Engine | 33.6228 | -117.9364 | 1.5
2025-09 | CISO | Hoag Hospital Cogen Plant | 58223 | TESLA | Hoag Memorial Presbyterian Hospital | Batteries | 33.6228 | -117.9364 | 1
2025-09 | ISNE | CCSU Co-Gen-STBY Gen | 58224 | EC#1 | Central Connecticut State University | Natural Gas Internal Combustion Engine | 41.6914 | -72.7686 | 1.3
2025-09 | ISNE | CCSU Co-Gen-STBY Gen | 58224 | EC#2 | Central Connecticut State University | Natural Gas Internal Combustion Engine | 41.6914 | -72.7686 | 1.3
2025-09 | ISNE | CCSU Co-Gen-STBY Gen | 58224 | GRND | Central Connecticut State University | Petroleum Liquids | 41.6914 | -72.7686 | 0.3
2025-09 | ISNE | CCSU Co-Gen-STBY Gen | 58224 | MEMH | Central Connecticut State University | Petroleum Liquids | 41.6914 | -72.7686 | 0.7
2025-09 | CISO | SEPV9 Power Plant | 58227 | SPV9 | Duke Energy Renewables Services | Solar Photovoltaic | 34.1922 | -116.0903 | 9
2025-09 | PJM | Milford Solar Farm | 58228 | GEN1 | Milford Solar LLC | Solar Photovoltaic | 38.9231 | -75.4533 | 11.8
2025-09 | PJM | Lincoln Financial Field | 58231 | GEN1 | NRG Energy Center Eagles LLC | Solar Photovoltaic | 39.9008 | -75.1675 | 2.9
2025-09 | CISO | Tahquitz High School | 58232 | TAHQ | AES Distributed Energy | Solar Photovoltaic | 33.7672 | -117.0175 | 1
2025-09 | CISO | Wagner Wind LLC | 58233 | GEN1 | Greenbacker Renewable Energy Corporation | Onshore Wind Turbine | 33.9089 | -116.5556 | 6
2025-09 | CISO | SEPV 8 | 58234 | SPV8 | Duke Energy Renewables Services | Solar Photovoltaic | 34.1719 | -116.1525 | 12
2025-09 | PJM | Clayville | 58235 | 1 | City of Vineland - (NJ) | Natural Gas Fired Combustion Turbine | 39.4244 | -75.02 | 73
2025-09 | MISO | Marshalltown Generating Station | 58236 | BESS1 | Interstate Power and Light Co | Batteries | 42.0433 | -92.8728 | 0.3
2025-09 | MISO | Marshalltown Generating Station | 58236 | CTG1 | Interstate Power and Light Co | Natural Gas Fired Combined Cycle | 42.0433 | -92.8728 | 222.7
2025-09 | MISO | Marshalltown Generating Station | 58236 | CTG2 | Interstate Power and Light Co | Natural Gas Fired Combined Cycle | 42.0433 | -92.8728 | 222.7
2025-09 | MISO | Marshalltown Generating Station | 58236 | PV1 | Interstate Power and Light Co | Solar Photovoltaic | 42.0433 | -92.8728 | 2.6
2025-09 | MISO | Marshalltown Generating Station | 58236 | STG1 | Interstate Power and Light Co | Natural Gas Fired Combined Cycle | 42.0433 | -92.8728 | 260.5
2025-09 | ISNE | CCSU Fuel Cell Project | 58237 | CCSU | New Britain Renewable Energy, LLC | Other Natural Gas | 41.6919 | -72.7611 | 1.4
2025-09 | ISNE | Georgia Mountain Community Wind Farm | 58238 | GMCW | Greenbacker Renewable Energy Corporation | Onshore Wind Turbine | 44.6617 | -73.07 | 10
2025-09 | PJM | Kent County-Kennedyville | 58239 | PVKV | Terraform Arcadia | Solar Photovoltaic | 39.2972 | -75.9822 | 1
2025-09 | PJM | Rock Hall | 58241 | RCKHL | Terraform Arcadia | Solar Photovoltaic | 39.1444 | -76.2316 | 1
2025-09 | ERCO | Pattern Panhandle Wind LLC | 58242 | 1 | Pattern Operators LP | Onshore Wind Turbine | 35.4275 | -101.2531 | 218
2025-09 | PJM | Kent County - Worton Complex | 58243 | WRTN | Terraform Arcadia | Solar Photovoltaic | 39.2808 | -76.0908 | 1
2025-09 | CISO | West Valley High School Solar | 58244 | WEST | AES Distributed Energy | Solar Photovoltaic | 33.7197 | -117.0097 | 1
2025-09 | PJM | Northeastern Illinois University Cogen | 58245 | GEN1 | Northeastern Illinois University | Natural Gas Internal Combustion Engine | 41.9811 | -87.7192 | 0.8
2025-09 | PJM | Northeastern Illinois University Cogen | 58245 | GEN2 | Northeastern Illinois University | Natural Gas Internal Combustion Engine | 41.9811 | -87.7192 | 0.8
2025-09 | PJM | Northeastern Illinois University Cogen | 58245 | GEN3 | Northeastern Illinois University | Natural Gas Internal Combustion Engine | 41.9811 | -87.7192 | 0.8
2025-09 | PJM | Northeastern Illinois University Cogen | 58245 | GEN4 | Northeastern Illinois University | Natural Gas Internal Combustion Engine | 41.9811 | -87.7192 | 0.8
2025-09 | PJM | Millersville LFG | 58246 | CAT1 | LES Operations Services LLC | Landfill Gas | 39.0847 | -76.6764 | 1.6
2025-09 | PJM | Millersville LFG | 58246 | CAT2 | LES Operations Services LLC | Landfill Gas | 39.0847 | -76.6764 | 1.6
2025-09 | PJM | Tullytown | 58250 | GEN1 | WM Renewable Energy LLC | Landfill Gas | 40.1514 | -74.7806 | 1.6
2025-09 | CISO | C&H Sugar Plant | 58251 | TG3 | C&H Sugar Company Inc | All Other | 38.0572 | -122.2189 | 4
2025-09 | CISO | C&H Sugar Plant | 58251 | TG4 | C&H Sugar Company Inc | All Other | 38.0572 | -122.2189 | 4
2025-09 | PJM | Alpha Ridge LFG | 58252 | JEN1 | Howard County - Maryland | Landfill Gas | 39.305 | -76.9019 | 1
2025-09 | MISO | Chatham | 58254 | CT02R | City of Lowell - (MI) | Natural Gas Fired Combustion Turbine | 42.9344 | -85.3475 | 3.6
2025-09 | MISO | Chatham | 58254 | CTOIS | City of Lowell - (MI) | Natural Gas Fired Combustion Turbine | 42.9344 | -85.3475 | 3.7
2025-09 | SWPP | Rubart | 58255 | 01 | Sunflower Electric Power Corp | Natural Gas Internal Combustion Engine | 37.5586 | -101.0994 | 10
2025-09 | SWPP | Rubart | 58255 | 02 | Sunflower Electric Power Corp | Natural Gas Internal Combustion Engine | 37.5586 | -101.0994 | 10
2025-09 | SWPP | Rubart | 58255 | 03 | Sunflower Electric Power Corp | Natural Gas Internal Combustion Engine | 37.5586 | -101.0994 | 10
2025-09 | SWPP | Rubart | 58255 | 04 | Sunflower Electric Power Corp | Natural Gas Internal Combustion Engine | 37.5586 | -101.0994 | 10
2025-09 | SWPP | Rubart | 58255 | 05 | Sunflower Electric Power Corp | Natural Gas Internal Combustion Engine | 37.5586 | -101.0994 | 10
2025-09 | SWPP | Rubart | 58255 | 06 | Sunflower Electric Power Corp | Natural Gas Internal Combustion Engine | 37.5586 | -101.0994 | 10
2025-09 | SWPP | Rubart | 58255 | 07 | Sunflower Electric Power Corp | Natural Gas Internal Combustion Engine | 37.5586 | -101.0994 | 10
2025-09 | SWPP | Rubart | 58255 | 08 | Sunflower Electric Power Corp | Natural Gas Internal Combustion Engine | 37.5586 | -101.0994 | 10
2025-09 | SWPP | Rubart | 58255 | 09 | Sunflower Electric Power Corp | Natural Gas Internal Combustion Engine | 37.5586 | -101.0994 | 10
2025-09 | SWPP | Rubart | 58255 | 10 | Sunflower Electric Power Corp | Natural Gas Internal Combustion Engine | 37.5586 | -101.0994 | 10
2025-09 | SWPP | Rubart | 58255 | 11 | Sunflower Electric Power Corp | Natural Gas Internal Combustion Engine | 37.5586 | -101.0994 | 10
2025-09 | SWPP | Rubart | 58255 | 12 | Sunflower Electric Power Corp | Natural Gas Internal Combustion Engine | 37.5586 | -101.0994 | 10
2025-09 | PJM | Brunswick County Power Station | 58260 | CT01 | Virginia Electric & Power Co | Natural Gas Fired Combined Cycle | 36.765 | -77.7139 | 297.5
2025-09 | PJM | Brunswick County Power Station | 58260 | CT02 | Virginia Electric & Power Co | Natural Gas Fired Combined Cycle | 36.765 | -77.7139 | 297.5
2025-09 | PJM | Brunswick County Power Station | 58260 | CT03 | Virginia Electric & Power Co | Natural Gas Fired Combined Cycle | 36.765 | -77.7139 | 297.5
2025-09 | PJM | Brunswick County Power Station | 58260 | ST01 | Virginia Electric & Power Co | Natural Gas Fired Combined Cycle | 36.765 | -77.7139 | 579.7
2025-09 | MISO | NCAH Central Utility Plant | 58265 | C-3 | National Centers for Animal Health | Petroleum Liquids | 42.0461 | -93.5794 | 0.2
2025-09 | MISO | NCAH Central Utility Plant | 58265 | FRZRF | National Centers for Animal Health | Petroleum Liquids | 42.0461 | -93.5794 | 0.2
2025-09 | MISO | NCAH Central Utility Plant | 58265 | MBGEN | National Centers for Animal Health | Petroleum Liquids | 42.0461 | -93.5794 | 0.5
2025-09 | MISO | NCAH Central Utility Plant | 58265 | S-13 | National Centers for Animal Health | Petroleum Liquids | 42.0461 | -93.5794 | 2.1
2025-09 | MISO | NCAH Central Utility Plant | 58265 | S-14 | National Centers for Animal Health | Petroleum Liquids | 42.0461 | -93.5794 | 2.1
2025-09 | MISO | NCAH Central Utility Plant | 58265 | S-16 | National Centers for Animal Health | Natural Gas Fired Combustion Turbine | 42.0461 | -93.5794 | 3
2025-09 | MISO | NCAH Central Utility Plant | 58265 | S-17 | National Centers for Animal Health | Petroleum Liquids | 42.0461 | -93.5794 | 2
2025-09 | MISO | NCAH Central Utility Plant | 58265 | S-18 | National Centers for Animal Health | Petroleum Liquids | 42.0461 | -93.5794 | 2
2025-09 | MISO | NCAH Central Utility Plant | 58265 | S-19 | National Centers for Animal Health | Petroleum Liquids | 42.0461 | -93.5794 | 2
2025-09 | PJM | Bay View Backup Power Facility | 58269 | G1 | COT/Division of Water Reclamation | Petroleum Liquids | 41.6883 | -83.4847 | 2
2025-09 | PJM | Bay View Backup Power Facility | 58269 | G2 | COT/Division of Water Reclamation | Natural Gas Internal Combustion Engine | 41.6883 | -83.4847 | 2
2025-09 | PJM | Bay View Backup Power Facility | 58269 | G3 | COT/Division of Water Reclamation | Natural Gas Internal Combustion Engine | 41.6883 | -83.4847 | 2
2025-09 | PJM | Bay View Backup Power Facility | 58269 | G4 | COT/Division of Water Reclamation | Natural Gas Internal Combustion Engine | 41.6883 | -83.4847 | 2
2025-09 | PJM | Bay View Backup Power Facility | 58269 | G5 | COT/Division of Water Reclamation | Natural Gas Internal Combustion Engine | 41.6883 | -83.4847 | 2
2025-09 | PJM | Bay View Backup Power Facility | 58269 | G6 | COT/Division of Water Reclamation | Natural Gas Internal Combustion Engine | 41.6883 | -83.4847 | 2
2025-09 | ISNE | Acushnet AD Makepeace | 58270 | 1 | CleanCapital Holdings | Solar Photovoltaic | 41.7989 | -70.7436 | 3.5
2025-09 | ISNE | Acushnet Hawes Reed Road | 58271 | 1 | CleanCapital Holdings | Solar Photovoltaic | 41.6622 | -71.0425 | 1
2025-09 | ISNE | Easthampton Landfill-City of Easthampton | 58272 | 1 | CleanCapital Holdings | Solar Photovoltaic | 42.2869 | -72.7014 | 1.9
2025-09 | ISNE | Mass Midstate Solar 3 | 58275 | 1 | Evergreen Wind, LLC | Solar Photovoltaic | 42.2197 | -71.8786 | 4
2025-09 | ISNE | Mass Midstate Solar 2 | 58276 | 1 | Evergreen Wind, LLC | Solar Photovoltaic | 42.1704 | -72.2001 | 5
2025-09 | ISNE | Mass Midstate Solar 1 | 58279 | 1 | Evergreen Wind, LLC | Solar Photovoltaic | 42.2197 | -71.8783 | 5
2025-09 | ISNE | Millbury Solar | 58280 | 1 | Evergreen Wind, LLC | Solar Photovoltaic | 42.1647 | -71.795 | 3
2025-09 | ISNE | Leicester One MA Solar LLC | 58282 | 1 | CVI CleanCapital Solar 1 LLC | Solar Photovoltaic | 42.2228 | -71.8786 | 4.8
2025-09 | ISNE | Freetown Solar | 58283 | 1 | Mass Solar, LLC | Solar Photovoltaic | 41.7664 | -70.9808 | 4.5
2025-09 | CISO | Venable Solar 1 | 58289 | VNPV | Madison Energy Investments LLC | Solar Photovoltaic | 33.5989 | -114.5717 | 1.5
2025-09 | CISO | Venable Solar 2 | 58290 | VSPV | Madison Energy Investments LLC | Solar Photovoltaic | 33.5972 | -114.5717 | 1.5
2025-09 | CISO | Roll Delano | 58297 | ROL4 | Bloom Energy | Other Natural Gas | 35.7342 | -119.2367 | 1.2
2025-09 | CISO | Xilinx San Jose | 58299 | XLX01 | Bloom Energy | Other Natural Gas | 37.2528 | -121.9342 | 1
2025-09 | CISO | Life Technologies Carlsbad | 58302 | LFT | Bloom Energy | Other Natural Gas | 33.1372 | -117.2869 | 1.1
2025-09 | CISO | Kingsburg Solar | 58304 | 1 | Altus Power America Management, LLC | Solar Photovoltaic | 36.5053 | -119.5403 | 1.5
2025-09 | CISO | Kingsburg Solar | 58304 | 2 | Altus Power America Management, LLC | Solar Photovoltaic | 36.5053 | -119.5403 | 1.5
2025-09 | CISO | Kingsburg Solar | 58304 | 3 | Altus Power America Management, LLC | Solar Photovoltaic | 36.5053 | -119.5403 | 0.7
2025-09 | CISO | Exeter Solar | 58306 | 1 | Altus Power America Management, LLC | Solar Photovoltaic | 36.2675 | -119.1286 | 1
2025-09 | CISO | Exeter Solar | 58306 | 2 | Altus Power America Management, LLC | Solar Photovoltaic | 36.2675 | -119.1286 | 1
2025-09 | CISO | Exeter Solar | 58306 | 3 | Altus Power America Management, LLC | Solar Photovoltaic | 36.2675 | -119.1286 | 1.5
2025-09 | CISO | Ivanhoe Solar | 58307 | 1 | Altus Power America Management, LLC | Solar Photovoltaic | 36.3875 | -119.255 | 1.5
2025-09 | CISO | Ivanhoe Solar | 58307 | 2 | Altus Power America Management, LLC | Solar Photovoltaic | 36.3875 | -119.255 | 0.5
2025-09 | CISO | Ivanhoe Solar | 58307 | 3 | Altus Power America Management, LLC | Solar Photovoltaic | 36.3875 | -119.255 | 1.5
2025-09 | CISO | Lindsay Solar | 58308 | 1 | Altus Power America Management, LLC | Solar Photovoltaic | 36.2119 | -119.1339 | 1.5
2025-09 | CISO | Lindsay Solar | 58308 | 3 | Altus Power America Management, LLC | Solar Photovoltaic | 36.2119 | -119.1339 | 1.5
2025-09 | CISO | Lindsay Solar | 58308 | 4 | Altus Power America Management, LLC | Solar Photovoltaic | 36.2119 | -119.1339 | 1
2025-09 | CISO | Porterville Solar | 58309 | 1 | Altus Power America Management, LLC | Solar Photovoltaic | 36.1028 | -119.0397 | 1
2025-09 | CISO | Porterville Solar | 58309 | 2 | Altus Power America Management, LLC | Solar Photovoltaic | 36.1028 | -119.0397 | 1
2025-09 | CISO | Porterville Solar | 58309 | 5 | Altus Power America Management, LLC | Solar Photovoltaic | 36.1028 | -119.0397 | 1.5
2025-09 | MISO | Lake Charles Plant | 58310 | G-1 | Rain CII Carbon LLC | All Other | 30.1489 | -93.3356 | 36.4
2025-09 | CISO | G2 Energy Hay Rd | 58320 | 362 | G2 Energy LLC | Landfill Gas | 38.3147 | -121.8336 | 1.6
2025-09 | ERCO | Goldthwaite Wind Energy Facility | 58321 | 1 | Invenergy Services LLC | Onshore Wind Turbine | 31.3833 | -98.4667 | 150
2025-09 | SWPP | Prairie Breeze | 58322 | 1 | SunEdison LLC | Onshore Wind Turbine | 41.9517 | -98.0767 | 206.5
2025-09 | SWPP | Charles D. Lamb Energy Center | 58325 | 1 | Oklahoma Municipal Power Authority | Natural Gas Fired Combustion Turbine | 36.8139 | -97.1253 | 122
2025-09 | PJM | PWD Northeast WPCP Biogas Cogen Plant | 58326 | NBG1 | Philadelphia Water Department | Other Waste Biomass | 39.9886 | -75.0833 | 1.4
2025-09 | PJM | PWD Northeast WPCP Biogas Cogen Plant | 58326 | NBG2 | Philadelphia Water Department | Other Waste Biomass | 39.9886 | -75.0833 | 1.4
2025-09 | PJM | PWD Northeast WPCP Biogas Cogen Plant | 58326 | NBG3 | Philadelphia Water Department | Other Waste Biomass | 39.9886 | -75.0833 | 1.4
2025-09 | PJM | PWD Northeast WPCP Biogas Cogen Plant | 58326 | NBG4 | Philadelphia Water Department | Other Waste Biomass | 39.9886 | -75.0833 | 1.4
2025-09 | ISNE | Bradley Energy Center | 58327 | UNIT1 | Ameresco Select Inc | Natural Gas Internal Combustion Engine | 41.9271 | -72.6831 | 1.5
2025-09 | ISNE | Bradley Energy Center | 58327 | UNIT2 | Ameresco Select Inc | Natural Gas Internal Combustion Engine | 41.9271 | -72.6831 | 1.2
2025-09 | ISNE | Bradley Energy Center | 58327 | UNIT3 | Ameresco Select Inc | Natural Gas Internal Combustion Engine | 41.9271 | -72.6831 | 1.2
2025-09 | ISNE | Bradley Energy Center | 58327 | UNIT4 | Ameresco Select Inc | Natural Gas Internal Combustion Engine | 41.9271 | -72.6831 | 1.9
2025-09 | PJM | North Chicago Energy Center | 58328 | GT1 | Energy Systems Group LLC | Natural Gas Fired Combustion Turbine | 42.3064 | -87.8519 | 5.2
2025-09 | PJM | North Chicago Energy Center | 58328 | GT2 | Energy Systems Group LLC | Natural Gas Fired Combustion Turbine | 42.3064 | -87.8519 | 7.2
2025-09 | PJM | UMMS at Pocomoke | 58329 | PV1 | Luminace Solar Maryland II, LLC | Solar Photovoltaic | 38.0981 | -75.6111 | 2.8
2025-09 | MISO | The Andersons Albion Ethanol LLC | 58330 | 9611 | The Andersons Albion Ethanol LLC | Natural Gas Steam Turbine | 42.2561 | -84.7883 | 2
2025-09 | MISO | The Andersons Albion Ethanol LLC | 58330 | CHP-1 | The Andersons Albion Ethanol LLC | Natural Gas Fired Combustion Turbine | 42.2561 | -84.7883 | 8.1
2025-09 | MISO | Tuscola Bay Wind | 58351 | GE16 | Tuscola Bay Wind LLC | Onshore Wind Turbine | 43.5253 | -83.65 | 120
2025-09 | CISO | Radiance Solar 4 | 58354 | 1 | Greenbacker Renewable Energy Corporation | Solar Photovoltaic | 34.6656 | -118.2881 | 1.5
2025-09 | CISO | Radiance Solar 5 | 58355 | 1 | Greenbacker Renewable Energy Corporation | Solar Photovoltaic | 34.6656 | -118.2869 | 1.5
2025-09 | PJM | The Lawrenceville School Solar Facility | 58356 | TLS | CVI CleanCapital Solar 4 LLC | Solar Photovoltaic | 40.3014 | -74.7221 | 5.2
2025-09 | PJM | Amazon | 58357 | WR | CVI CleanCapital Solar 4 LLC | Solar Photovoltaic | 40.5664 | -74.2214 | 4.2
2025-09 | PJM | North Jersey Media Group Solar Facility | 58358 | NJMG | CVI CleanCapital Solar 4 LLC | Solar Photovoltaic | 40.9242 | -74.4947 | 4.1
2025-09 | PJM | Corning Pharmaceutical Glass | 58359 | GG | CVI CleanCapital Solar 4 LLC | Solar Photovoltaic | 39.4967 | -75.0186 | 2.3
2025-09 | PJM | Atlantic Coast Freezers Solar Facility | 58360 | ACF | CVI CleanCapital Solar 4 LLC | Solar Photovoltaic | 39.5199 | -75.029 | 2
2025-09 | PJM | Williams-Sonoma Solar Facility | 58361 | WS | CVI CleanCapital Solar 4 LLC | Solar Photovoltaic | 40.3878 | -74.4553 | 3
2025-09 | ISNE | Quittacas Pond Solar | 58362 | QPMA | RWE Clean Energy | Solar Photovoltaic | 41.7819 | -70.9133 | 3.5
2025-09 | SWPP | Majestic II Wind | 58363 | WND1 | NextEra Energy Majestic Wind | Onshore Wind Turbine | 35.386 | -101.5786 | 79.6
2025-09 | PJM | Tissington Solar | 58364 | MC | MN8 Energy LLC | Solar Photovoltaic | 41.2003 | -74.4919 | 3
2025-09 | CISO | Atwell Island | 58366 | 1 | SPS Atwell Island LLC | Solar Photovoltaic | 35.895 | -119.5108 | 20.2
2025-09 | CISO | Gridley Main | 58370 | GEN1 | Altus Power America Management, LLC | Solar Photovoltaic | 39.3733 | -121.6842 | 1
2025-09 | CISO | Gridley Main Two | 58371 | GEN1 | Altus Power America Management, LLC | Solar Photovoltaic | 39.3733 | -121.6817 | 2.5
2025-09 | ERCO | Blue Summit Wind LLC | 58372 | GEN1 | Blue Summit Wind LLC | Onshore Wind Turbine | 34.2929 | -99.3677 | 135.4
2025-09 | CISO | White River Solar | 58373 | WRCA | RWE Clean Energy | Solar Photovoltaic | 35.8714 | -119.4625 | 20
2025-09 | CISO | Corcoran Solar | 58374 | CSCA | RWE Clean Energy | Solar Photovoltaic | 36.1383 | -119.5733 | 20
2025-09 | PJM | Triton East and West Cogen | 58375 | 1 | Triton College | Natural Gas Internal Combustion Engine | 41.9169 | -87.8456 | 0.8
2025-09 | PJM | Triton East and West Cogen | 58375 | 2 | Triton College | Natural Gas Internal Combustion Engine | 41.9169 | -87.8456 | 0.8
2025-09 | PJM | Triton East and West Cogen | 58375 | 3 | Triton College | Natural Gas Internal Combustion Engine | 41.9169 | -87.8456 | 0.8
2025-09 | PJM | Triton East and West Cogen | 58375 | 4 | Triton College | Natural Gas Internal Combustion Engine | 41.9169 | -87.8456 | 0.8
2025-09 | PJM | Triton East and West Cogen | 58375 | 5 | Triton College | Natural Gas Internal Combustion Engine | 41.9169 | -87.8456 | 0.4
2025-09 | CISO | Oakley Solar Project | 58376 | 1 | Oakley Solar Project LLC | Solar Photovoltaic | 38.0017 | -121.7478 | 1.5
2025-09 | PJM | Rochelle Energy Center | 58377 | REC1 | Frontier Operation Services | Landfill Gas | 41.9247 | -88.9986 | 1.6
2025-09 | PJM | Rochelle Energy Center | 58377 | REC3 | Frontier Operation Services | Landfill Gas | 41.9247 | -88.9986 | 1.6
2025-09 | ERCO | Petra Nova Carbon Capture Cogen | 58378 | GT2 | Petra Nova Power I LLC | Natural Gas Fired Combustion Turbine | 29.4753 | -95.6342 | 82.2
2025-09 | CISO | Cold Canyon 1 | 58379 | W3998 | Toro Energy of California SLO | Landfill Gas | 35.1867 | -120.5994 | 1.5
2025-09 | PJM | Bryan Solar Field | 58381 | 1 | City of Bryan - (OH) | Solar Photovoltaic | 41.4764 | -84.5861 | 2.1
2025-09 | ISNE | Northbridge Solar | 58385 | NSMA | RWE Clean Energy | Solar Photovoltaic | 42.1664 | -71.6456 | 1.9
2025-09 | PJM | CU Solar Plant | 58386 | CU | CU Solar LLC | Solar Photovoltaic | 39.7419 | -83.8169 | 1.8
2025-09 | ISNE | CES Sterling LLC | 58387 | 1 | SunEdison LLC | Solar Photovoltaic | 42.4419 | -71.7222 | 2
2025-09 | CISO | Solar Star 1 | 58388 | AVS1 | Solar Star California XIX, LLC | Solar Photovoltaic | 34.8181 | -118.4036 | 39
2025-09 | CISO | Solar Star 1 | 58388 | SS11 | Solar Star California XIX, LLC | Solar Photovoltaic | 34.8181 | -118.4036 | 54
2025-09 | CISO | Solar Star 1 | 58388 | SS12 | Solar Star California XIX, LLC | Solar Photovoltaic | 34.8181 | -118.4036 | 54
2025-09 | CISO | Solar Star 1 | 58388 | SS13 | Solar Star California XIX, LLC | Solar Photovoltaic | 34.8181 | -118.4036 | 58.5
2025-09 | CISO | Solar Star 1 | 58388 | SS14 | Solar Star California XIX, LLC | Solar Photovoltaic | 34.8181 | -118.4036 | 33
2025-09 | CISO | Solar Star 1 | 58388 | SS15 | Solar Star California XIX, LLC | Solar Photovoltaic | 34.8181 | -118.4036 | 15
2025-09 | CISO | Solar Star 1 | 58388 | SS16 | Solar Star California XIX, LLC | Solar Photovoltaic | 34.8181 | -118.4036 | 64.5
2025-09 | CISO | Solar Star 2 | 58389 | AVS2 | Solar Star California XX, LLC | Solar Photovoltaic | 34.8486 | -118.3528 | 19.5
2025-09 | CISO | Solar Star 2 | 58389 | SS21 | Solar Star California XX, LLC | Solar Photovoltaic | 34.8486 | -118.3528 | 60
2025-09 | CISO | Solar Star 2 | 58389 | SS22 | Solar Star California XX, LLC | Solar Photovoltaic | 34.8486 | -118.3528 | 55.5
2025-09 | CISO | Solar Star 2 | 58389 | SS23 | Solar Star California XX, LLC | Solar Photovoltaic | 34.8486 | -118.3528 | 48
2025-09 | CISO | Solar Star 2 | 58389 | SS24 | Solar Star California XX, LLC | Solar Photovoltaic | 34.8486 | -118.3528 | 43.5
2025-09 | CISO | Solar Star 2 | 58389 | SS25 | Solar Star California XX, LLC | Solar Photovoltaic | 34.8486 | -118.3528 | 52.5
2025-09 | MISO | IND Community Solar Farm 1st Phase | 58391 | 1 | Terraform Arcadia | Solar Photovoltaic | 39.6952 | -86.3155 | 10
2025-09 | CISO | Alta Wind X | 58394 | AW10 | Alta Wind X, LLC | Onshore Wind Turbine | 35.06 | -118.2 | 138
2025-09 | CISO | Alta Wind XI | 58395 | AW11 | Alta Wind XI, LLC | Onshore Wind Turbine | 35.065 | -118.39 | 90
2025-09 | CISO | Ameresco Johnson Canyon | 58397 | ENG1 | Ameresco Johnson Canyon LLC | Landfill Gas | 36.5342 | -121.4086 | 1.4
2025-09 | PJM | Solar Star New Jersey NJ LLC | 58402 | 1 | Solar Star New Jersey VI LLC | Solar Photovoltaic | 40.4015 | -74.6697 | 1.5
2025-09 | ISNE | Bellingham PV | 58403 | SO032 | Terraform Arcadia | Solar Photovoltaic | 42.075 | -71.7031 | 3
2025-09 | SWPP | Pantex | 58404 | 1 | Pantex (NNSA) | Onshore Wind Turbine | 35.3228 | -101.5325 | 11.5
2025-09 | MISO | Luther College Wind Project | 58407 | WTG01 | Luther College Wind Energy Project LLC | Onshore Wind Turbine | 43.3269 | -91.8108 | 1.6
2025-09 | PJM | Maryland Solar | 58408 | MSH1 | Arevon Energy, Inc. | Solar Photovoltaic | 39.5631 | -77.7203 | 27
2025-09 | ISNE | Marshfield PV | 58410 | SO032 | Terraform Arcadia | Solar Photovoltaic | 42.1117 | -70.7094 | 3
2025-09 | ISNE | Orange PV | 58411 | SO023 | Terraform Arcadia | Solar Photovoltaic | 42.585 | -72.2939 | 2
2025-09 | ISNE | Maynard PV | 58412 | SO026 | Terraform Arcadia | Solar Photovoltaic | 42.4283 | -71.4356 | 1
2025-09 | MISO | NLMU Wind | 58414 | NLMU | New London Municipal Utilities | Onshore Wind Turbine | 40.955 | -91.3944 | 1.5
2025-09 | PJM | Headwaters Wind Farm LLC | 58416 | 1 | Headwaters Wind Farm LLC | Onshore Wind Turbine | 40.0667 | -85.0133 | 200
2025-09 | CISO | Lone Valley Solar Park I LLC | 58417 | CP1 | Lone Valley Solar Park I LLC | Solar Photovoltaic | 34.3981 | -116.8655 | 10
2025-09 | CISO | Victor Dry Farm Ranch A | 58418 | 1 | AES Distributed Energy | Solar Photovoltaic | 34.5011 | -117.4667 | 5
2025-09 | CISO | Victor Dry Farm Ranch B | 58419 | 1 | AES Distributed Energy | Solar Photovoltaic | 34.4978 | -117.4711 | 5
2025-09 | PJM | Hamilton Liberty | 58420 | GEN1 | Hamilton Liberty O&M LLC | Natural Gas Fired Combined Cycle | 41.7675 | -76.39 | 435
2025-09 | PJM | Hamilton Liberty | 58420 | GEN2 | Hamilton Liberty O&M LLC | Natural Gas Fired Combined Cycle | 41.7675 | -76.39 | 435
2025-09 | ISNE | Southbridge PV | 58423 | SO022 | Terraform Arcadia | Solar Photovoltaic | 42.0474 | -71.9929 | 3
2025-09 | PJM | Hamilton Patriot Generation Plant | 58426 | GEN1 | Hamilton Operating Services, LLC | Natural Gas Fired Combined Cycle | 41.1808 | -76.8392 | 435
2025-09 | PJM | Hamilton Patriot Generation Plant | 58426 | GEN2 | Hamilton Operating Services, LLC | Natural Gas Fired Combined Cycle | 41.1808 | -76.8392 | 435
2025-09 | MISO | Lansing BWL REO Town Plant | 58427 | CTG1 | Lansing Board of Water and Light | Natural Gas Fired Combined Cycle | 42.7197 | -84.5517 | 42
2025-09 | MISO | Lansing BWL REO Town Plant | 58427 | CTG2 | Lansing Board of Water and Light | Natural Gas Fired Combined Cycle | 42.7197 | -84.5517 | 42
2025-09 | MISO | Lansing BWL REO Town Plant | 58427 | ST | Lansing Board of Water and Light | Natural Gas Fired Combined Cycle | 42.7197 | -84.5517 | 14
2025-09 | MISO | LSU Cogen | 58428 | 1-02 | LSU and A&M College | Natural Gas Fired Combustion Turbine | 30.4106 | -91.1814 | 19.6
2025-09 | CISO | Sunshine Gas Producers | 58429 | 1 | Sunshine Gas Producers LLC | Landfill Gas | 34.3357 | -118.5192 | 4.6
2025-09 | CISO | Sunshine Gas Producers | 58429 | 2 | Sunshine Gas Producers LLC | Landfill Gas | 34.3357 | -118.5192 | 4.6
2025-09 | CISO | Sunshine Gas Producers | 58429 | 3 | Sunshine Gas Producers LLC | Landfill Gas | 34.3357 | -118.5192 | 4.6
2025-09 | CISO | Sunshine Gas Producers | 58429 | 4 | Sunshine Gas Producers LLC | Landfill Gas | 34.3357 | -118.5192 | 4.6
2025-09 | CISO | Sunshine Gas Producers | 58429 | 5 | Sunshine Gas Producers LLC | Landfill Gas | 34.3357 | -118.5192 | 4.6
2025-09 | CISO | Centinela Solar Energy | 58430 | CSE1 | Arevon Energy, Inc. | Solar Photovoltaic | 32.6869 | -115.6478 | 34.2
2025-09 | CISO | Centinela Solar Energy | 58430 | CSE2 | Arevon Energy, Inc. | Solar Photovoltaic | 32.6869 | -115.6478 | 26.6
2025-09 | CISO | Centinela Solar Energy | 58430 | CSE3 | Arevon Energy, Inc. | Solar Photovoltaic | 32.6869 | -115.6478 | 34.2
2025-09 | CISO | Centinela Solar Energy | 58430 | CSE4 | Arevon Energy, Inc. | Solar Photovoltaic | 32.6869 | -115.6478 | 34.2
2025-09 | CISO | Centinela Solar Energy | 58430 | CSE5 | Arevon Energy, Inc. | Solar Photovoltaic | 32.6869 | -115.6478 | 19
2025-09 | CISO | Centinela Solar Energy | 58430 | CSE6 | Arevon Energy, Inc. | Solar Photovoltaic | 32.6869 | -115.6478 | 26.6
2025-09 | CISO | Glass House Camarillo Cultivation | 58432 | COG1 | Glass House Camarillo Cultivation | Natural Gas Internal Combustion Engine | 34.1797 | -119.0831 | 4.4
2025-09 | CISO | Glass House Camarillo Cultivation | 58432 | COG2 | Glass House Camarillo Cultivation | Natural Gas Internal Combustion Engine | 34.1797 | -119.0831 | 4.4
2025-09 | CISO | Glass House Camarillo Cultivation | 58432 | COG3 | Glass House Camarillo Cultivation | Natural Gas Internal Combustion Engine | 34.1797 | -119.0831 | 4.4
2025-09 | PJM | Red Lion Energy Center | 58433 | RED1 | Diamond State Generation Partners, LLC | Other Natural Gas | 39.6101 | -75.6297 | 5.9
2025-09 | PJM | Red Lion Energy Center | 58433 | RED2 | Diamond State Generation Partners, LLC | Other Natural Gas | 39.6101 | -75.6297 | 5.3
2025-09 | PJM | Red Lion Energy Center | 58433 | RED3 | Diamond State Generation Partners, LLC | Other Natural Gas | 39.6101 | -75.6297 | 3.5
2025-09 | PJM | Red Lion Energy Center | 58433 | RED4 | Diamond State Generation Partners, LLC | Other Natural Gas | 39.6101 | -75.6297 | 3.6
2025-09 | PJM | Red Lion Energy Center | 58433 | RED5 | Diamond State Generation Partners, LLC | Other Natural Gas | 39.6101 | -75.6297 | 3.4
2025-09 | PJM | Red Lion Energy Center | 58433 | RED6 | Diamond State Generation Partners, LLC | Other Natural Gas | 39.6101 | -75.6297 | 3.2
2025-09 | MISO | Red Rock Hydro Plant | 58434 | 1 | Western Minnesota Mun Pwr Agny | Conventional Hydroelectric | 41.3697 | -92.9808 | 27.6
2025-09 | MISO | Red Rock Hydro Plant | 58434 | 2 | Western Minnesota Mun Pwr Agny | Conventional Hydroelectric | 41.3697 | -92.9808 | 27.6
2025-09 | CISO | Ameresco Vasco Road | 58435 | ENG1 | Ameresco Vasco Road, LLC | Landfill Gas | 37.7544 | -121.7289 | 2.2
2025-09 | CISO | Ameresco Vasco Road | 58435 | ENG2 | Ameresco Vasco Road, LLC | Landfill Gas | 37.7544 | -121.7289 | 2.2
2025-09 | CISO | Ameresco San Joaquin | 58436 | ENG1 | Ameresco San Joaquin, LLC | Landfill Gas | 38.0297 | -120.9297 | 2.2
2025-09 | CISO | Ameresco San Joaquin | 58436 | ENG2 | Ameresco San Joaquin, LLC | Landfill Gas | 38.0297 | -120.9297 | 2.2
2025-09 | CISO | Ameresco Forward | 58437 | ENG1 | Ameresco Forward, LLC | Landfill Gas | 37.8834 | -121.1851 | 2.2
2025-09 | CISO | Ameresco Forward | 58437 | ENG2 | Ameresco Forward, LLC | Landfill Gas | 37.8834 | -121.1851 | 2.2
2025-09 | PJM | Collinwood BioEnergy Facility | 58439 | CBE01 | Collinwood BioEnergy | Other Waste Biomass | 41.5556 | -81.5892 | 1
2025-09 | PJM | Martin Limestone Solar Array | 58443 | GEN1 | Sunstream Energy LLC | Solar Photovoltaic | 40.106 | -76.0593 | 1
2025-09 | MISO | Junction Hilltop Wind Farm | 58444 | JHW | Junction Hilltop Management LLC | Onshore Wind Turbine | 42.0989 | -94.2692 | 8
2025-09 | CISO | Arrache 4006 | 58445 | 1 | CD US Solar MT 2 LLC | Solar Photovoltaic | 34.655 | -118.0511 | 1
2025-09 | CISO | Arrache 4006 | 58445 | 2 | CD US Solar MT 2 LLC | Solar Photovoltaic | 34.655 | -118.0511 | 1
2025-09 | CISO | Arrache 4013 | 58446 | 1 | CD US Solar MT 2 LLC | Solar Photovoltaic | 34.6506 | -118.0519 | 1.5
2025-09 | CISO | Arrache 8083 | 58447 | 1 | CD US Solar MT 2 LLC | Solar Photovoltaic | 34.6478 | -118.0611 | 1.5
2025-09 | CISO | Arrache 8083 | 58447 | 2 | CD US Solar MT 2 LLC | Solar Photovoltaic | 34.6478 | -118.0611 | 1.5
2025-09 | CISO | Arrache 8083 | 58447 | 3 | CD US Solar MT 2 LLC | Solar Photovoltaic | 34.6478 | -118.0611 | 1
2025-09 | CISO | Nunn | 58448 | 1 | CD US Solar MT 2 LLC | Solar Photovoltaic | 34.5092 | -117.1544 | 1
2025-09 | CISO | Rutan | 58449 | 1 | CD US Solar MT 2 LLC | Solar Photovoltaic | 34.6439 | -118.1631 | 1.5
2025-09 | CISO | Rutan | 58449 | 2 | CD US Solar MT 2 LLC | Solar Photovoltaic | 34.6439 | -118.1631 | 1.5
2025-09 | CISO | Rutan | 58449 | 3 | CD US Solar MT 2 LLC | Solar Photovoltaic | 34.6439 | -118.1631 | 1
2025-09 | CISO | Vinam | 58450 | 1 | CD US Solar MT 2 LLC | Solar Photovoltaic | 34.6689 | -118.0614 | 1.5
2025-09 | CISO | Ma | 58451 | 1 | CD US Solar MT 2 LLC | Solar Photovoltaic | 34.6953 | -118.0625 | 1.5
2025-09 | CISO | Horn | 58452 | 1 | CD US Solar MT 2 LLC | Solar Photovoltaic | 34.7089 | -118.2742 | 1.5
2025-09 | CISO | Watts 3115 | 58454 | 1 | CD US Solar MT 2 LLC | Solar Photovoltaic | 34.6008 | -117.6422 | 1.5
2025-09 | CISO | Watts 3115 | 58454 | 2 | CD US Solar MT 2 LLC | Solar Photovoltaic | 34.6008 | -117.6422 | 0.5
2025-09 | MISO | Cumberland Rose | 58456 | 1 | Cumberland Rose Wind Energy, LLC | Onshore Wind Turbine | 41.2269 | -94.4347 | 1.6
2025-09 | MISO | Fontanelle | 58457 | 1 | Forward Fontanelle Power, LLC | Onshore Wind Turbine | 41.3389 | -94.57 | 1.6
2025-09 | MISO | Greenfield Wind | 58458 | 1 | Greenfield Wind Power, LLC | Onshore Wind Turbine | 41.29 | -94.485 | 1.6
2025-09 | MISO | Meadow Ridge | 58459 | 1 | Meadow Ridge Wind Energy, LLC | Onshore Wind Turbine | 41.39 | -94.4458 | 1.6
2025-09 | MISO | Sky Volt | 58460 | 1 | Sky Volt, LLC | Onshore Wind Turbine | 41.29 | -94.485 | 1.6
2025-09 | MISO | Wiota | 58461 | 1 | Wiota Wind Energy, LLC #1 | Onshore Wind Turbine | 41.3919 | -94.8764 | 1.6
2025-09 | CISO | McCoy Solar Energy Project Hybrid | 58462 | 1 | McCoy Solar, LLC | Solar Photovoltaic | 33.6947 | -114.7397 | 41.9
2025-09 | CISO | McCoy Solar Energy Project Hybrid | 58462 | BLK2 | McCoy Solar, LLC | Solar Photovoltaic | 33.6947 | -114.7397 | 21
2025-09 | CISO | McCoy Solar Energy Project Hybrid | 58462 | BLK3 | McCoy Solar, LLC | Solar Photovoltaic | 33.6947 | -114.7397 | 39.6
2025-09 | CISO | McCoy Solar Energy Project Hybrid | 58462 | BLK4 | McCoy Solar, LLC | Solar Photovoltaic | 33.6947 | -114.7397 | 31.4
2025-09 | CISO | McCoy Solar Energy Project Hybrid | 58462 | BLK5 | McCoy Solar, LLC | Solar Photovoltaic | 33.6947 | -114.7397 | 31.4
2025-09 | CISO | McCoy Solar Energy Project Hybrid | 58462 | BLK6 | McCoy Solar, LLC | Solar Photovoltaic | 33.6947 | -114.7397 | 26.9
2025-09 | CISO | McCoy Solar Energy Project Hybrid | 58462 | BLK7 | McCoy Solar, LLC | Solar Photovoltaic | 33.6947 | -114.7397 | 41.9
2025-09 | CISO | McCoy Solar Energy Project Hybrid | 58462 | BLK8 | McCoy Solar, LLC | Solar Photovoltaic | 33.6947 | -114.7397 | 36.5
2025-09 | CISO | McCoy Solar Energy Project Hybrid | 58462 | MCST1 | McCoy Solar, LLC | Batteries | 33.6947 | -114.7397 | 230
2025-09 | PJM | Herbert Farm Solar | 58463 | 1 | SMECO Solar LLC | Solar Photovoltaic | 38.5456 | -76.7994 | 5.5
2025-09 | SWPP | Broadview Energy Prime | 58464 | 0001 | Broadview Energy Prime LLC | Onshore Wind Turbine | 34.7469 | -103.325 | 9.9
2025-09 | SWPP | Broadview Energy Prime 2 | 58465 | 0002 | Broadview Energy Prime 2 LLC | Onshore Wind Turbine | 34.7281 | -103.305 | 9.9
2025-09 | CISO | Campo Verde Solar | 58467 | CVS1 | Southern Power Co | Solar Photovoltaic | 32.7533 | -115.7264 | 147.4
2025-09 | ERCO | Ector County Energy Center | 58471 | CTG1 | Ector County Generation, LLC | Natural Gas Fired Combustion Turbine | 32.0692 | -102.5856 | 179.4
2025-09 | ERCO | Ector County Energy Center | 58471 | CTG2 | Ector County Generation, LLC | Natural Gas Fired Combustion Turbine | 32.0692 | -102.5856 | 179.4
2025-09 | PJM | Bruce A Henry Solar Farm | 58473 | BHSF | Delaware Electric Cooperative | Solar Photovoltaic | 38.664 | -75.4005 | 4
2025-09 | SWPP | Buffalo Dunes Wind Project | 58474 | GE1 | Buffalo Dunes Wind Project LLC | Onshore Wind Turbine | 37.6208 | -101.0761 | 249.8
2025-09 | PJM | Dart Container Corp | 58476 | LFGT1 | Dart Container Corp | Landfill Gas | 40.0865 | -76.176 | 5.6
2025-09 | PJM | Dart Container Corp | 58476 | LFGT2 | Dart Container Corp | Landfill Gas | 40.0865 | -76.176 | 5.6
2025-09 | MISO | LEPA Unit No. 1 | 58478 | LEPA1 | Louisiana Energy & Power Authority | Natural Gas Fired Combined Cycle | 29.6911 | -91.1928 | 57
2025-09 | MISO | LEPA Unit No. 1 | 58478 | LEPA2 | Louisiana Energy & Power Authority | Natural Gas Fired Combined Cycle | 29.6911 | -91.1928 | 17.1
2025-09 | SWPP | SEV NM Phase 2 | 58479 | NMP2 | Altus Power America Management, LLC | Solar Photovoltaic | 33.3511 | -104.5069 | 2
2025-09 | PJM | Plymouth Solar LLC | 58480 | 1 | SunEnergy1 | Solar Photovoltaic | 35.875 | -76.7106 | 5.4
2025-09 | PJM | Tinton Falls Solar Farm | 58483 | UNIT1 | Tinton Falls Solar | Solar Photovoltaic | 40.2639 | -74.0842 | 16
2025-09 | ERCO | Bryan Solar, LLC | 58488 | 1 | MN8 Energy LLC | Solar Photovoltaic | 29.6 | -104.3 | 10
2025-09 | MISO | Lincoln Solar | 58496 | PV2 | Ecos Energy LLC | Solar Photovoltaic | 41.4628 | -87.2603 | 1.5
2025-09 | PJM | L&S Sweetners | 58497 | GEN1 | Energy Developments, Inc d/b/a EDL | Landfill Gas | 40.0906 | -76.1456 | 1.6
2025-09 | PJM | L&S Sweetners | 58497 | GEN2 | Energy Developments, Inc d/b/a EDL | Landfill Gas | 40.0906 | -76.1456 | 1.6
2025-09 | CISO | RE Rosamond One LLC | 58498 | RONE | MN8 Energy LLC | Solar Photovoltaic | 34.9 | -118.2469 | 20
2025-09 | CISO | RE Rosamond Two LLC | 58499 | RTWO | MN8 Energy LLC | Solar Photovoltaic | 34.9003 | -118.2383 | 20
2025-09 | CISO | RE Rio Grande Solar LLC | 58500 | RIO | MN8 Energy LLC | Solar Photovoltaic | 35.0074 | -118.1645 | 5
2025-09 | CISO | RE Columbia 3 LLC | 58502 | COL3 | MN8 Energy LLC | Solar Photovoltaic | 35.0247 | -118.1642 | 10
2025-09 | PJM | Livingston Solar Farm | 58504 | LVSF | Rutgers, The State University of NJ | Solar Photovoltaic | 40.5236 | -74.43 | 1.2
2025-09 | PJM | Livingston Solar Canopies | 58505 | LVSC | Rutgers, The State University of NJ | Solar Photovoltaic | 40.5275 | -74.4383 | 6.6
2025-09 | CISO | Chuckawalla Solar | 58506 | 0937 | Altus Power America Management, LLC | Solar Photovoltaic | 33.5683 | -114.9181 | 4
2025-09 | NYIS | Montefieor Medical Center Moses Division | 58507 | EMG01 | Montefiore Medical Center Moses Division | Petroleum Liquids | 40.8814 | -73.8803 | 1
2025-09 | NYIS | Montefieor Medical Center Moses Division | 58507 | EMG02 | Montefiore Medical Center Moses Division | Petroleum Liquids | 40.8814 | -73.8803 | 0.6
2025-09 | NYIS | Montefieor Medical Center Moses Division | 58507 | EMG03 | Montefiore Medical Center Moses Division | Petroleum Liquids | 40.8814 | -73.8803 | 0.6
2025-09 | NYIS | Montefieor Medical Center Moses Division | 58507 | EMG04 | Montefiore Medical Center Moses Division | Petroleum Liquids | 40.8814 | -73.8803 | 0.5
2025-09 | NYIS | Montefieor Medical Center Moses Division | 58507 | EMG06 | Montefiore Medical Center Moses Division | Petroleum Liquids | 40.8814 | -73.8803 | 0.3
2025-09 | NYIS | Montefieor Medical Center Moses Division | 58507 | EMG07 | Montefiore Medical Center Moses Division | Petroleum Liquids | 40.8814 | -73.8803 | 0.2
2025-09 | NYIS | Montefieor Medical Center Moses Division | 58507 | EMG08 | Montefiore Medical Center Moses Division | Petroleum Liquids | 40.8814 | -73.8803 | 0.2
2025-09 | NYIS | Montefieor Medical Center Moses Division | 58507 | EMG09 | Montefiore Medical Center Moses Division | Petroleum Liquids | 40.8814 | -73.8803 | 2
2025-09 | NYIS | Montefieor Medical Center Moses Division | 58507 | EMG10 | Montefiore Medical Center Moses Division | Petroleum Liquids | 40.8814 | -73.8803 | 2
2025-09 | NYIS | Montefieor Medical Center Moses Division | 58507 | EMG11 | Montefiore Medical Center Moses Division | Petroleum Liquids | 40.8814 | -73.8803 | 0.6
2025-09 | NYIS | Montefieor Medical Center Moses Division | 58507 | EMG12 | Montefiore Medical Center Moses Division | Petroleum Liquids | 40.8814 | -73.8803 | 0.6
2025-09 | NYIS | Montefieor Medical Center Moses Division | 58507 | ES006 | Montefiore Medical Center Moses Division | Natural Gas Fired Combustion Turbine | 40.8814 | -73.8803 | 5.3
2025-09 | CISO | Bear Creek Solar (Lodi) | 58508 | PV3 | Ecos Energy LLC | Solar Photovoltaic | 38.1364 | -121.1489 | 1.5
2025-09 | CISO | Vintner Solar | 58509 | PV4 | Ecos Energy LLC | Solar Photovoltaic | 35.5579 | -120.6829 | 1.5
2025-09 | CISO | Kettleman Solar Project | 58510 | PV5 | Ecos Energy LLC | Solar Photovoltaic | 38.1214 | -121.1412 | 1
2025-09 | PJM | Cornerstone Power Vineland I LLC | 58512 | PV1 | Altus Power America Management, LLC | Solar Photovoltaic | 39.4397 | -75.0439 | 3.1
2025-09 | CISO | Ironwood Solar LLC | 58513 | 0937 | Altus Power America Management, LLC | Solar Photovoltaic | 33.565 | -114.9181 | 4
2025-09 | CISO | Desert Hot Springs Solar | 58514 | DHCA | RWE Clean Energy | Solar Photovoltaic | 33.9231 | -116.53 | 2.3
2025-09 | PJM | Alethea I | 58519 | 1 | Syncarpha Alethea I, LLC | Solar Photovoltaic | 40.0006 | -74.735 | 2.8
2025-09 | CISO | Madera Community Hospital | 58522 | 1 | CleanCapital Holdings | Solar Photovoltaic | 36.9411 | -120.0467 | 1
2025-09 | CISO | City of Hayward WWTP | 58525 | 1 | City of Hayward | Solar Photovoltaic | 37.6335 | -122.1397 | 1.6
2025-09 | CISO | City of Hayward WWTP | 58525 | COGEN | City of Hayward | Other Waste Biomass | 37.6335 | -122.1397 | 1.1
2025-09 | CISO | Garnet Solar Generation Station I LLC | 58528 | WDT44 | Garnet Solar Generation Station I LLC | Solar Photovoltaic | 33.8906 | -116.5431 | 4
2025-09 | ISNE | Westford Solar Park | 58534 | 1 | MN8 Energy LLC | Solar Photovoltaic | 42.6364 | -71.4194 | 4
2025-09 | PJM | Pickering Solar | 58535 | 1 | Aqua America Inc | Solar Photovoltaic | 40.1206 | -75.4881 | 1.5
2025-09 | PJM | Cornerstone Power Holmdel LLC | 58536 | 1 | OCI Energy LLC | Solar Photovoltaic | 40.3522 | -74.1878 | 3
2025-09 | ERCO | OCI Alamo Solar I Hybrid | 58537 | 1 | OCI Energy LLC | Solar Photovoltaic | 29.2717 | -98.4447 | 40.7
2025-09 | ISNE | SunGen Sharon 1 LLC | 58541 | 1 | SunGen Sharon 1 LLC | Solar Photovoltaic | 43.7911 | -72.4976 | 1.8
2025-09 | CISO | Desert Sunlight 250, LLC | 58542 | DSL12 | NextEra Energy Desert Sunlight 250, LLC | Solar Photovoltaic | 33.8055 | -115.3947 | 39.1
2025-09 | CISO | Desert Sunlight 250, LLC | 58542 | DSL13 | NextEra Energy Desert Sunlight 250, LLC | Solar Photovoltaic | 33.8055 | -115.3947 | 39.1
2025-09 | CISO | Desert Sunlight 250, LLC | 58542 | DSL14 | NextEra Energy Desert Sunlight 250, LLC | Solar Photovoltaic | 33.8055 | -115.3947 | 26.5
2025-09 | CISO | Desert Sunlight 250, LLC | 58542 | DSL15 | NextEra Energy Desert Sunlight 250, LLC | Solar Photovoltaic | 33.8055 | -115.3947 | 13.9
2025-09 | CISO | Desert Sunlight 250, LLC | 58542 | DSL16 | NextEra Energy Desert Sunlight 250, LLC | Solar Photovoltaic | 33.8055 | -115.3947 | 22.7
2025-09 | CISO | Desert Sunlight 250, LLC | 58542 | DSL17 | NextEra Energy Desert Sunlight 250, LLC | Solar Photovoltaic | 33.8055 | -115.3947 | 29
2025-09 | CISO | Desert Sunlight 250, LLC | 58542 | DSL18 | NextEra Energy Desert Sunlight 250, LLC | Solar Photovoltaic | 33.8055 | -115.3947 | 29
2025-09 | CISO | Desert Sunlight 250, LLC | 58542 | DSL19 | NextEra Energy Desert Sunlight 250, LLC | Solar Photovoltaic | 33.8055 | -115.3947 | 25.2
2025-09 | CISO | Desert Sunlight 250, LLC | 58542 | DSL20 | NextEra Energy Desert Sunlight 250, LLC | Solar Photovoltaic | 33.8055 | -115.3947 | 25.2
2025-09 | MISO | Watervliet | 58546 | GEN1 | Energy Developments, Inc d/b/a EDL | Landfill Gas | 42.1758 | -86.28 | 1.6
2025-09 | MISO | Watervliet | 58546 | GEN2 | Energy Developments, Inc d/b/a EDL | Landfill Gas | 42.1758 | -86.28 | 1.6
2025-09 | MISO | Watervliet | 58546 | GEN3 | Energy Developments, Inc d/b/a EDL | Landfill Gas | 42.1758 | -86.28 | 0.8
2025-09 | NYIS | Owens Corning at Bethlehem | 58550 | PV1 | Luminace Solar Holding, LLC | Solar Photovoltaic | 42.5869 | -73.865 | 2
2025-09 | ISNE | Bridgeport Fuel Cell, LLC | 58551 | 1 | Bridgeport Fuel Cell, LLC | Other Natural Gas | 41.1681 | -73.2111 | 16.6
2025-09 | MISO | Indy Solar I, LLC | 58552 | 1 | Onward Energy | Solar Photovoltaic | 39.6628 | -85.9856 | 10
2025-09 | MISO | Indy Solar III, LLC | 58553 | 1 | Onward Energy | Solar Photovoltaic | 39.6594 | -86.2597 | 8.6
2025-09 | ISNE | Somers Solar Center, LLC | 58554 | 1 | Onward Energy | Solar Photovoltaic | 41.955 | -72.4458 | 5
2025-09 | MISO | Indy Solar II, LLC | 58556 | 1 | Onward Energy | Solar Photovoltaic | 39.6628 | -85.9856 | 10.1
2025-09 | PJM | Halifax County Biomass | 58560 | STG1 | South Boston Energy LLC | Wood/Wood Waste Biomass | 36.7014 | -78.8733 | 49.9
2025-09 | ISNE | Merrimac Solar | 58561 | MSMA | RWE Clean Energy | Solar Photovoltaic | 42.8331 | -70.9919 | 1.5
2025-09 | MISO | Hometown Bio Energy LLC | 58563 | HTBE | Hometown Bio Energy LLC | Other Waste Biomass | 44.4356 | -93.9064 | 8
2025-09 | PJM | Frenchtown III Solar | 58564 | F3NJ | RWE Clean Energy | Solar Photovoltaic | 40.4825 | -75.0181 | 7.9
2025-09 | ISNE | Cottage Street Solar Facility | 58568 | PV-3 | Western Massachusetts Electric Company | Solar Photovoltaic | 42.1453 | -72.5383 | 3.2
2025-09 | PJM | Paradise Solar Energy Center | 58569 | 1 | Paradise Solar Urban Renewal, LLC | Solar Photovoltaic | 39.8358 | -75.2225 | 5
2025-09 | SWPP | GSE NM1 | 58576 | NMP1 | Altus Power America Management, LLC | Solar Photovoltaic | 33.3 | -104.4 | 2.3
2025-09 | MISO | Veolia ES Blackfoot Landfill Facility | 58577 | BLG1 | Southern Indiana Gas & Elec Co | Landfill Gas | 38.3272 | -87.2006 | 1.6
2025-09 | MISO | Veolia ES Blackfoot Landfill Facility | 58577 | BLG2 | Southern Indiana Gas & Elec Co | Landfill Gas | 38.3272 | -87.2006 | 1.6
2025-09 | CISO | Sonora 1 | 58578 | SON1 | Greenbacker Renewable Energy Corporation | Solar Photovoltaic | 37.8898 | -120.5287 | 1.5
2025-09 | MISO | Pheasant Run Wind LLC | 58580 | 1 | Pheasant Run Wind LLC | Onshore Wind Turbine | 43.7578 | -83.2978 | 74.8
2025-09 | CISO | Oltmans SCE at Champagne | 58581 | 1 | California PV Energy LLC | Solar Photovoltaic | 34.0439 | -117.5311 | 1
2025-09 | CISO | Oltmans SCE at Jurupa | 58582 | 1 | California PV Energy LLC | Solar Photovoltaic | 34.05 | -117.5961 | 1.5
2025-09 | ISNE | Forbes Street Solar | 58583 | FSS1 | Altus Power America Management, LLC | Solar Photovoltaic | 41.7731 | -71.3389 | 3
2025-09 | PJM | Princeton University Cogeneration | 58584 | GT1 | Trustees of Princeton University | Natural Gas Fired Combustion Turbine | 40.3414 | -74.6572 | 15.5
2025-09 | PJM | Princeton University Cogeneration | 58584 | PV1 | Trustees of Princeton University | Solar Photovoltaic | 40.3414 | -74.6572 | 4.5
2025-09 | PJM | Princeton University Cogeneration | 58584 | PV2 | Trustees of Princeton University | Solar Photovoltaic | 40.3414 | -74.6572 | 1.2
2025-09 | PJM | Princeton University Cogeneration | 58584 | PV3 | Trustees of Princeton University | Solar Photovoltaic | 40.3414 | -74.6572 | 10.5
2025-09 | PJM | Princeton University Cogeneration | 58584 | PV4 | Trustees of Princeton University | Solar Photovoltaic | 40.3414 | -74.6572 | 0.4
2025-09 | CISO | Sierra Nevada Brewing Co Hybrid | 58585 | BESS | Sierra Nevada Brewing Co | Batteries | 39.7242 | -121.8153 | 0.5
2025-09 | CISO | Sierra Nevada Brewing Co Hybrid | 58585 | COGN | Sierra Nevada Brewing Co | Natural Gas Fired Combustion Turbine | 39.7242 | -121.8153 | 2
2025-09 | CISO | Sierra Nevada Brewing Co Hybrid | 58585 | SOLR | Sierra Nevada Brewing Co | Solar Photovoltaic | 39.7242 | -121.8153 | 1.7
2025-09 | ISNE | Town of East Bridgewater CSG | 58586 | 1 | Tesla Inc. | Solar Photovoltaic | 42.0511 | -70.9558 | 2
2025-09 | MISO | Tuscola Wind II LLC | 58587 | 1 | Tuscola Wind II LLC | Onshore Wind Turbine | 43.5269 | -83.5669 | 100.3
2025-09 | CISO | Cascade Solar | 58590 | 1 | Cascade Solar LLC | Solar Photovoltaic | 34.1572 | -116.2344 | 18.5
2025-09 | CISO | Solar Gen 2 Solar Facility | 58592 | ALHM | Southern Power Co | Solar Photovoltaic | 33.08 | -115.47 | 54.4
2025-09 | CISO | Solar Gen 2 Solar Facility | 58592 | ARK | Southern Power Co | Solar Photovoltaic | 33.08 | -115.47 | 54.4
2025-09 | CISO | Solar Gen 2 Solar Facility | 58592 | SONR | Southern Power Co | Solar Photovoltaic | 33.08 | -115.47 | 54.4
2025-09 | SWPP | Steele Flats Wind Project LLC | 58594 | 1 | Steele Flats Wind Project LLC | Onshore Wind Turbine | 40.0489 | -96.9522 | 78.8
2025-09 | ERCO | Grandview Wind Farm, LLC | 58596 | GRVWI | RWE Clean Energy | Onshore Wind Turbine | 35.2383 | -101.3108 | 211.2
2025-09 | CISO | One Market Plaza | 58607 | 1 | Paramount Group Inc | Natural Gas Internal Combustion Engine | 37.7933 | -122.3942 | 0.5
2025-09 | CISO | One Market Plaza | 58607 | 2 | Paramount Group Inc | Natural Gas Internal Combustion Engine | 37.7933 | -122.3942 | 0.5
2025-09 | CISO | One Market Plaza | 58607 | 3 | Paramount Group Inc | Natural Gas Internal Combustion Engine | 37.7933 | -122.3942 | 0.5
2025-09 | ISNE | Saddleback Ridge Wind Farm | 58608 | SRW1 | CPV Saddleback Ridge Wind, LLC | Onshore Wind Turbine | 44.5933 | -70.3811 | 8.5
2025-09 | ISNE | Saddleback Ridge Wind Farm | 58608 | SRW2 | CPV Saddleback Ridge Wind, LLC | Onshore Wind Turbine | 44.5933 | -70.3811 | 25.7
2025-09 | CISO | Industry Solar Power Generation Station | 58609 | ISP1 | AES Distributed Energy | Solar Photovoltaic | 34.5531 | -117.4569 | 1.5
2025-09 | CISO | Navajo Solar Power Generation Station 1 | 58610 | NSP1 | AES Distributed Energy | Solar Photovoltaic | 34.5511 | -117.1911 | 1.5
2025-09 | CISO | Powhatan Solar Power Generation Station | 58611 | 1 | AES Distributed Energy | Solar Photovoltaic | 34.4969 | -117.145 | 1.5
2025-09 | CISO | Otoe Solar Power Generation Station 1 LL | 58612 | 1 | AES Distributed Energy | Solar Photovoltaic | 34.545 | -117.1919 | 1.5
2025-09 | ERCO | Patriot Wind Farm | 58614 | PAT1 | Avangrid Power LLC | Onshore Wind Turbine | 27.5805 | -97.6401 | 226.1
2025-09 | MISO | Indianapolis Motor Speedway Solar PV | 58615 | IMS | Boralex US Operations LLC | Solar Photovoltaic | 39.79 | -86.2336 | 9
2025-09 | CISO | Westlands Solar PV Farm | 58616 | WSF1 | Boralex US Operations LLC | Solar Photovoltaic | 36.1381 | -120.0758 | 18
2025-09 | MISO | Water Reclamation Plant | 58617 | GEN1 | City of Rochester | Other Waste Biomass | 44.0647 | -92.4692 | 1
2025-09 | MISO | Water Reclamation Plant | 58617 | GEN2 | City of Rochester | Other Waste Biomass | 44.0647 | -92.4692 | 1
2025-09 | CISO | Transamerica Pyramid | 58619 | 1 | Transamerica Pyramid Properties LLC | Natural Gas Internal Combustion Engine | 37.7956 | -122.4028 | 0.5
2025-09 | CISO | Transamerica Pyramid | 58619 | 2 | Transamerica Pyramid Properties LLC | Natural Gas Internal Combustion Engine | 37.7956 | -122.4028 | 0.5
2025-09 | ISNE | Canton Mountain Wind | 58620 | 1 | CPV Canton Mountain Wind LLC | Onshore Wind Turbine | 44.5147 | -70.3031 | 22.8
2025-09 | ISNE | Berkshire 1 | 58624 | BER1 | PPS Berkshire Solar LLC | Solar Photovoltaic | 42.1144 | -73.4053 | 1.8
2025-09 | CISO | Santa Rita Jail Hybrid | 58625 | SRFC2 | County of Alameda GSA | Other Natural Gas | 37.7192 | -121.8869 | 1.4
2025-09 | CISO | Santa Rita Jail Hybrid | 58625 | SRPV2 | County of Alameda GSA | Solar Photovoltaic | 37.7192 | -121.8869 | 1
2025-09 | CISO | Santa Rita Jail Hybrid | 58625 | SRPV3 | County of Alameda GSA | Solar Photovoltaic | 37.7192 | -121.8869 | 0.5
2025-09 | CISO | Western Antelope Blue Sky Ranch A | 58626 | WABSA | AES Distributed Energy | Solar Photovoltaic | 34.6817 | -118.3247 | 20
2025-09 | CISO | Western Antelope Dry Ranch | 58627 | WADR | AES Distributed Energy | Solar Photovoltaic | 34.6889 | -118.3203 | 10
2025-09 | PJM | RP Wind | 58630 | RPOH | RWE Clean Energy | Onshore Wind Turbine | 40.4494 | -83.8933 | 3.4
2025-09 | PJM | Queen Anne's County | 58631 | 1 | Tesla Inc. | Solar Photovoltaic | 39.0317 | -76.0164 | 2
2025-09 | CISO | Monterey Regional Water Pollution Contro | 58633 | 1 | Tesla Inc. | Solar Photovoltaic | 36.7211 | -121.7878 | 1
2025-09 | CISO | Lancaster Baptist Church | 58634 | 1 | Tesla Inc. | Solar Photovoltaic | 34.6958 | -118.0589 | 1
2025-09 | PJM | Museum of Science and Industry | 58635 | COGEN | Museum of Science and Industry | Natural Gas Internal Combustion Engine | 41.7906 | -87.5828 | 1.7
2025-09 | CISO | Tulare 1 and 2 | 58642 | 1 | Arevon Energy, Inc. | Solar Photovoltaic | 36.2 | -119.42 | 1.5
2025-09 | CISO | Tulare 1 and 2 | 58642 | 2 | Arevon Energy, Inc. | Solar Photovoltaic | 36.2 | -119.42 | 1.5
2025-09 | PJM | Rockford Solar Farm | 58643 | 1 | Rockford Solar Partners | Solar Photovoltaic | 42.1753 | -89.0883 | 2.6
2025-09 | CISO | Silver State Solar Power South | 58644 | BLK1 | Silver State Solar Power South, LLC | Solar Photovoltaic | 35.63 | -115.32 | 26.4
2025-09 | CISO | Silver State Solar Power South | 58644 | BLK2 | Silver State Solar Power South, LLC | Solar Photovoltaic | 35.63 | -115.32 | 27.9
2025-09 | CISO | Silver State Solar Power South | 58644 | BLK3 | Silver State Solar Power South, LLC | Solar Photovoltaic | 35.63 | -115.32 | 37.2
2025-09 | CISO | Silver State Solar Power South | 58644 | BLK4 | Silver State Solar Power South, LLC | Solar Photovoltaic | 35.63 | -115.32 | 35.7
2025-09 | CISO | Silver State Solar Power South | 58644 | BLK5 | Silver State Solar Power South, LLC | Solar Photovoltaic | 35.63 | -115.32 | 35
2025-09 | CISO | Silver State Solar Power South | 58644 | BLK6 | Silver State Solar Power South, LLC | Solar Photovoltaic | 35.63 | -115.32 | 36.6
2025-09 | CISO | Silver State Solar Power South | 58644 | BLK7 | Silver State Solar Power South, LLC | Solar Photovoltaic | 35.63 | -115.32 | 35
2025-09 | CISO | Silver State Solar Power South | 58644 | BLK8 | Silver State Solar Power South, LLC | Solar Photovoltaic | 35.63 | -115.32 | 26.3
2025-09 | MISO | RC Thomas Hydroelectric Project | 58645 | RCT1 | East Texas Electric Coop, Inc | Conventional Hydroelectric | 30.6322 | -95.01 | 8.9
2025-09 | MISO | RC Thomas Hydroelectric Project | 58645 | RCT2 | East Texas Electric Coop, Inc | Conventional Hydroelectric | 30.6322 | -95.01 | 8.9
2025-09 | MISO | RC Thomas Hydroelectric Project | 58645 | RCT3 | East Texas Electric Coop, Inc | Conventional Hydroelectric | 30.6322 | -95.01 | 8.9
2025-09 | CISO | Stateline Solar | 58646 | STL | Southern Power Co | Solar Photovoltaic | 35.6 | -115.4 | 75.9
2025-09 | CISO | Stateline Solar | 58646 | STL2 | Southern Power Co | Solar Photovoltaic | 35.6 | -115.4 | 34.1
2025-09 | CISO | Stateline Solar | 58646 | STL3 | Southern Power Co | Solar Photovoltaic | 35.6 | -115.4 | 37.9
2025-09 | CISO | Stateline Solar | 58646 | STL4 | Southern Power Co | Solar Photovoltaic | 35.6 | -115.4 | 37.9
2025-09 | CISO | Stateline Solar | 58646 | STL5 | Southern Power Co | Solar Photovoltaic | 35.6 | -115.4 | 37.9
2025-09 | CISO | Stateline Solar | 58646 | STL6 | Southern Power Co | Solar Photovoltaic | 35.6 | -115.4 | 37.9
2025-09 | CISO | Stateline Solar | 58646 | STL7 | Southern Power Co | Solar Photovoltaic | 35.6 | -115.4 | 37.9
2025-09 | NYIS | Port Richmond WWT Solar | 58647 | 1 | RWE Clean Energy | Solar Photovoltaic | 40.6381 | -74.1261 | 1
2025-09 | ISNE | North Brookfield | 58650 | PV1 | Mass Solar, LLC | Solar Photovoltaic | 42.2781 | -72.0531 | 3
2025-09 | PJM | Jersey Gardens Phase 1 | 58653 | 1 | Clean Focus Yield, LLC | Solar Photovoltaic | 40.6608 | -74.1733 | 1.7
2025-09 | PJM | Jersey Gardens Phase 2 | 58654 | 1 | CF Jersey Gardens Owner Two LLC | Solar Photovoltaic | 40.6608 | -74.1733 | 2.3
2025-09 | MISO | Odell Wind Farm | 58657 | 1 | Algonquin Power Co | Onshore Wind Turbine | 43.8533 | -94.9319 | 200
2025-09 | MISO | Courtenay Wind Farm | 58658 | 1 | Northern States Power Co - Minnesota | Onshore Wind Turbine | 47.1797 | -98.5947 | 200
2025-09 | ISNE | Cape Cod Air Force Station - 6 SWS | 58661 | GE-3 | US Air Force | Onshore Wind Turbine | 41.7525 | -70.5389 | 1.7
2025-09 | ISNE | Cape Cod Air Force Station - 6 SWS | 58661 | GE-4 | US Air Force | Onshore Wind Turbine | 41.7525 | -70.5389 | 1.7
2025-09 | ISNE | Frito Lay Incorporated | 58664 | COGEN | Frito Lay Incorporated Dayville | Natural Gas Fired Combustion Turbine | 41.8628 | -71.8917 | 4.6
2025-09 | PJM | Celina Solar Project #1, LLC | 58665 | CSP1 | Celina Solar Project #1, LLC | Solar Photovoltaic | 40.5406 | -84.5906 | 4
2025-09 | SWPP | Alexander Wind Farm LLC | 58666 | 1 | SRIV Partnership LLC | Onshore Wind Turbine | 38.4247 | -99.5075 | 50.7
2025-09 | PJM | Gates Solar LLC | 58673 | GATES | Oppidum Renewables USA, LLC | Solar Photovoltaic | 36.4508 | -76.8036 | 5
2025-09 | MISO | Gratiot County Wind LLC | 58677 | 1 | Invenergy Services LLC | Onshore Wind Turbine | 43.4081 | -84.4622 | 110.4
2025-09 | NYIS | Oswegatchie | 58678 | 1 | Erie Boulevard Hydropower LP | Conventional Hydroelectric | 44.27 | -75.1992 | 0.9
2025-09 | NYIS | Oswegatchie | 58678 | 2 | Erie Boulevard Hydropower LP | Conventional Hydroelectric | 44.27 | -75.1992 | 0.9
2025-09 | NYIS | Upper Newton Falls | 58679 | 2 | Erie Boulevard Hydropower LP | Conventional Hydroelectric | 44.2144 | -74.9914 | 0.6
2025-09 | NYIS | Upper Newton Falls | 58679 | 3 | Erie Boulevard Hydropower LP | Conventional Hydroelectric | 44.2144 | -74.9914 | 0.6
2025-09 | NYIS | Upper Newton Falls | 58679 | 4 | Erie Boulevard Hydropower LP | Conventional Hydroelectric | 44.2144 | -74.9914 | 0.3
2025-09 | ISNE | Braley Road 2 | 58680 | PV1 | Mass Solar, LLC | Solar Photovoltaic | 41.7517 | -70.9669 | 2.6
2025-09 | ERCO | Route 66 Wind Plant | 58681 | RT661 | Onward Energy | Onshore Wind Turbine | 35.2053 | -101.4342 | 150
2025-09 | ISNE | Dartmouth | 58682 | PV1 | Mass Solar, LLC | Solar Photovoltaic | 41.6761 | -70.9969 | 6.3
2025-09 | PJM | Mahoning Creek Hydroelectric Project | 58685 | 8107 | Eagle Creek Renewable Energy, LLC | Conventional Hydroelectric | 40.9211 | -79.2817 | 6
2025-09 | ISNE | Hancock Wind Plant | 58686 | HANC1 | Onward Energy | Onshore Wind Turbine | 44.7608 | -68.1469 | 51
2025-09 | MISO | Apple Blossom Wind Farm | 58690 | APLB1 | Apple Blossom Wind, LLC | Onshore Wind Turbine | 43.815 | -83.315 | 100
2025-09 | MISO | South Fork Wind Farm | 58691 | STFK1 | South Fork Wind, LLC | Onshore Wind Turbine | 43.5873 | -95.3751 | 13.8
2025-09 | MISO | Black Oak Wind Farm | 58692 | 1 | Black Oak Wind, LLC | Onshore Wind Turbine | 45.6608 | -95.0128 | 78
2025-09 | PJM | Walnut Ridge Wind Farm | 58694 | 1 | BHE Renewables, LLC | Onshore Wind Turbine | 41.4967 | -89.5803 | 212
2025-09 | SWPP | Grande Prairie Wind Farm | 58695 | 1 | BHE Renewables, LLC | Onshore Wind Turbine | 42.6081 | -98.4283 | 400
2025-09 | CISO | Mira Loma | 58698 | D960 | Costco Wholesale | Solar Photovoltaic | 34.0131 | -117.5375 | 1
2025-09 | CISO | Mira Loma | 58698 | D9611 | Costco Wholesale | Solar Photovoltaic | 34.0131 | -117.5375 | 1.5
2025-09 | CISO | Mira Loma | 58698 | D9612 | Costco Wholesale | Solar Photovoltaic | 34.0131 | -117.5375 | 0.5
2025-09 | CISO | ABEC Bidart-Old River LLC | 58699 | GEN 1 | ABEC Bidart-Old River LLC | Other Waste Biomass | 35.1697 | -119.1056 | 1
2025-09 | CISO | ABEC Bidart-Old River LLC | 58699 | GEN 2 | ABEC Bidart-Old River LLC | Other Waste Biomass | 35.1697 | -119.1056 | 1
2025-09 | ISNE | Axio Green LLC | 58702 | 1 | Altus Power America Management, LLC | Solar Photovoltaic | 42.5761 | -72.61 | 1.8
2025-09 | MISO | Lenape II | 58703 | 1 | Lenape Solar II, LLC | Solar Photovoltaic | 39.7767 | -86.0428 | 4
2025-09 | MISO | Zeeland Farm Services | 58704 | CAT-1 | Zeeland Farm Services | Other Waste Biomass | 42.8131 | -85.9861 | 1.6
2025-09 | MISO | Zeeland Farm Services | 58704 | CAT-2 | Zeeland Farm Services | Other Waste Biomass | 42.8131 | -85.9861 | 1.6
2025-09 | ERCO | Barilla Solar | 58710 | BRLA | Leeward Asset Management, LLC | Solar Photovoltaic | 30.96 | -103.35 | 30.2
2025-09 | CISO | Lost Hills/Blackwell | 58711 | BLKW | Southern Power Co | Solar Photovoltaic | 35.62 | -119.85 | 12
2025-09 | CISO | Lost Hills/Blackwell | 58711 | LTHL | Southern Power Co | Solar Photovoltaic | 35.62 | -119.85 | 20
2025-09 | CISO | North Star Solar | 58713 | NSTR | Southern Power Co | Solar Photovoltaic | 36.73 | -120.41 | 61.6
2025-09 | PJM | Oxbow Creek | 58714 | GEN1 | Oxbow Creek Energy LLC | Natural Gas Internal Combustion Engine | 41.6086 | -75.8706 | 4.4
2025-09 | PJM | Oxbow Creek | 58714 | GEN2 | Oxbow Creek Energy LLC | Natural Gas Internal Combustion Engine | 41.6086 | -75.8706 | 4.4
2025-09 | PJM | Oxbow Creek | 58714 | GEN3 | Oxbow Creek Energy LLC | Natural Gas Internal Combustion Engine | 41.6086 | -75.8706 | 4.4
2025-09 | PJM | Oxbow Creek | 58714 | GEN4 | Oxbow Creek Energy LLC | Natural Gas Internal Combustion Engine | 41.6086 | -75.8706 | 4.4
2025-09 | PJM | Oxbow Creek | 58714 | GEN5 | Oxbow Creek Energy LLC | Natural Gas Internal Combustion Engine | 41.6086 | -75.8706 | 4.4
2025-09 | PJM | Roundtop | 58715 | GEN1 | Roundtop Energy LLC | Natural Gas Internal Combustion Engine | 41.6578 | -76.0492 | 4.4
2025-09 | PJM | Roundtop | 58715 | GEN2 | Roundtop Energy LLC | Natural Gas Internal Combustion Engine | 41.6578 | -76.0492 | 4.4
2025-09 | PJM | Roundtop | 58715 | GEN3 | Roundtop Energy LLC | Natural Gas Internal Combustion Engine | 41.6578 | -76.0492 | 4.4
2025-09 | PJM | Roundtop | 58715 | GEN4 | Roundtop Energy LLC | Natural Gas Internal Combustion Engine | 41.6578 | -76.0492 | 4.4
2025-09 | PJM | Roundtop | 58715 | GEN5 | Roundtop Energy LLC | Natural Gas Internal Combustion Engine | 41.6578 | -76.0492 | 4.4
2025-09 | ERCO | OCI Alamo 2, LLC | 58716 | 1 | OCI Energy LLC | Solar Photovoltaic | 29.4694 | -98.3319 | 4.4
2025-09 | ERCO | OCI Alamo 4, LLC | 58717 | 1 | RWE Clean Energy | Solar Photovoltaic | 29.33 | -100.39 | 39.6
2025-09 | CISO | Orion Solar I | 58718 | PV1 | Orion Solar I LLC | Solar Photovoltaic | 35.1507 | -118.875 | 12
2025-09 | MISO | Brookfield | 58719 | WPH2 | DTE Electric Company | Onshore Wind Turbine | 43.7578 | -83.2978 | 74.8
2025-09 | ERCO | Pattern Panhandle Wind 2 LLC | 58720 | 1 | Pattern Operators LP | Onshore Wind Turbine | 35.4428 | -101.3728 | 181.7
2025-09 | CISO | Orion Solar II | 58721 | ORION | Orion Solar II, LLC | Solar Photovoltaic | 35.1507 | -118.8753 | 8
2025-09 | MISO | Viresco Turtle Lake | 58747 | GEN2 | Viresco Turtle Lake | Other Waste Biomass | 45.3903 | -92.1625 | 1.6
2025-09 | CISO | North Bay Solar 1 | 58748 | NBWT | AES Distributed Energy | Solar Photovoltaic | 38.3006 | -121.9664 | 1
2025-09 | ISNE | Tihonet Solar | 58749 | TSMA | RWE Clean Energy | Solar Photovoltaic | 41.7875 | -70.7233 | 1
2025-09 | CISO | Lancaster Dry Farm Ranch B | 58750 | LDFRB | AES Distributed Energy | Solar Photovoltaic | 34.7169 | -118.2894 | 5
2025-09 | CISO | Rodeo Solar C2 | 58751 | RSC2 | AES Distributed Energy | Solar Photovoltaic | 34.7133 | -118.2894 | 1.5
2025-09 | CISO | Rodeo Solar D2 | 58752 | RSD2 | AES Distributed Energy | Solar Photovoltaic | 34.7133 | -118.2894 | 1.5
2025-09 | CISO | Summer Solar A2 | 58753 | SSA2 | AES Distributed Energy | Solar Photovoltaic | 34.7231 | -118.2897 | 1.5
2025-09 | CISO | Summer Solar B2 | 58754 | SSB2 | AES Distributed Energy | Solar Photovoltaic | 34.7231 | -118.2897 | 1.5
2025-09 | CISO | Summer Solar C2 | 58755 | SSC2 | AES Distributed Energy | Solar Photovoltaic | 34.7231 | -118.2897 | 1.5
2025-09 | CISO | Summer Solar D2 | 58756 | SSD2 | AES Distributed Energy | Solar Photovoltaic | 34.7231 | -118.2897 | 1
2025-09 | CISO | Summer North Solar | 58757 | UE2 | AES Distributed Energy | Solar Photovoltaic | 34.7231 | -118.2897 | 1.5
2025-09 | CISO | Summer North Solar | 58757 | UF2 | AES Distributed Energy | Solar Photovoltaic | 34.7231 | -118.2897 | 2
2025-09 | CISO | Summer North Solar | 58757 | UG2 | AES Distributed Energy | Solar Photovoltaic | 34.7231 | -118.2897 | 1.5
2025-09 | CISO | Summer North Solar | 58757 | UH2 | AES Distributed Energy | Solar Photovoltaic | 34.7231 | -118.2897 | 1.5
2025-09 | CISO | Expressway Solar A | 58761 | EXSA | AES Distributed Energy | Solar Photovoltaic | 34.5822 | -117.3417 | 2
2025-09 | CISO | Expressway Solar B | 58762 | EXSB | AES Distributed Energy | Solar Photovoltaic | 34.5833 | -117.3403 | 2
2025-09 | CISO | Expressway Solar C2 | 58763 | EXSC2 | AES Distributed Energy | Solar Photovoltaic | 34.5844 | -117.3414 | 1.5
2025-09 | ERCO | Miami Wind Energy Center | 58765 | 1 | Invenergy Services LLC | Onshore Wind Turbine | 35.6539 | -100.5386 | 288.6
2025-09 | ERCO | Wake Wind Energy Center | 58766 | 1 | Southern Power Co | Onshore Wind Turbine | 33.825 | -101.0997 | 257.3
2025-09 | SWPP | Buckeye Wind Energy Center | 58767 | 1 | Invenergy Services LLC | Onshore Wind Turbine | 39.0039 | -99.4142 | 200.5
2025-09 | NYIS | Marsh Hill Wind Farm | 58768 | 1 | Invenergy Services LLC | Onshore Wind Turbine | 42.1639 | -77.5289 | 16.2
2025-09 | MISO | Maywood Photovoltaic Project | 58770 | 1 | ENI New Energy US Inc | Solar Photovoltaic | 39.7439 | -86.2181 | 8
2025-09 | SWPP | Roosevelt County | 58771 | GEN1 | Boralex US Operations LLC | Onshore Wind Turbine | 33.9261 | -103.5111 | 250
2025-09 | ERCO | Longhorn Wind | 58772 | GEN1 | Boralex US Operations LLC | Onshore Wind Turbine | 34.3111 | -101.2511 | 200
2025-09 | ERCO | TX Hereford Wind | 58773 | GEN1 | Boralex US Operations LLC | Onshore Wind Turbine | 34.7481 | -102.1744 | 200
2025-09 | ERCO | Spinning Spur Wind II | 58774 | GEN1 | EDF Renewable Asset Holdings, Inc. | Onshore Wind Turbine | 35.2769 | -102.6828 | 161
2025-09 | ERCO | Spinning Spur Wind III | 58775 | GEN1 | Boralex US Operations LLC | Onshore Wind Turbine | 35.295 | -102.7211 | 194
2025-09 | NYIS | Cassadaga Wind Farm | 58777 | 1 | RWE Clean Energy | Onshore Wind Turbine | 42.3383 | -79.1956 | 124
2025-09 | PJM | Scioto Ridge Wind Farm | 58780 | 1 | RWE Clean Energy | Onshore Wind Turbine | 40.5614 | -83.7364 | 249.8
2025-09 | NYIS | Brentwood Solar | 58785 | BRT1 | CD US Solar MT1 LLC | Solar Photovoltaic | 40.7814 | -73.2439 | 1
2025-09 | NYIS | Deer Park | 58786 | DRP1 | CD US Solar MT1 LLC | Solar Photovoltaic | 40.7608 | -73.1939 | 2.5
2025-09 | NYIS | Dennison | 58787 | DNN1 | CD US Solar MT1 LLC | Solar Photovoltaic | 40.7631 | -73.3236 | 2
2025-09 | NYIS | North County | 58788 | NRT1 | CD US Solar MT1 LLC | Solar Photovoltaic | 40.7631 | -73.3236 | 1
2025-09 | NYIS | Riverhead | 58789 | RVH1 | CD US Solar MT1 LLC | Solar Photovoltaic | 40.8261 | -73.2322 | 1.5
2025-09 | NYIS | Cohalan | 58790 | CLN1 | CD US Solar MT1 LLC | Solar Photovoltaic | 40.7625 | -73.1944 | 2.5
2025-09 | NYIS | Cohalan | 58790 | CLN2 | CD US Solar MT1 LLC | Solar Photovoltaic | 40.7625 | -73.1944 | 1.5
2025-09 | PJM | JMB Mcguire-Dix-Lakehurst Solar Project | 58793 | UCIV | Altus Power America Management, LLC | Solar Photovoltaic | 39.9928 | -74.6369 | 11.4
2025-09 | MISO | Hobart Solar, LLC | 58795 | HS | AES Distributed Energy | Solar Photovoltaic | 41.5294 | -87.3083 | 1
2025-09 | MISO | Waterloo Solar, LLC | 58796 | WS | AES Distributed Energy | Solar Photovoltaic | 41.4339 | -85.0439 | 1
2025-09 | MISO | Valparaiso Solar, LLC | 58797 | VS | AES Distributed Energy | Solar Photovoltaic | 41.5022 | -87.1611 | 1
2025-09 | PJM | AC Criminal Courts Complex SPE2, LLC | 58798 | ACCCC | AES Distributed Energy | Solar Photovoltaic | 39.4375 | -74.6906 | 1.3
2025-09 | PJM | Beaver Dam (PA) | 58811 | GEN1 | Beaver Dam Energy LLC | Natural Gas Internal Combustion Engine | 41.6114 | -76.8431 | 4.4
2025-09 | PJM | Beaver Dam (PA) | 58811 | GEN2 | Beaver Dam Energy LLC | Natural Gas Internal Combustion Engine | 41.6114 | -76.8431 | 4.4
2025-09 | PJM | Beaver Dam (PA) | 58811 | GEN3 | Beaver Dam Energy LLC | Natural Gas Internal Combustion Engine | 41.6114 | -76.8431 | 4.4
2025-09 | PJM | Beaver Dam (PA) | 58811 | GEN4 | Beaver Dam Energy LLC | Natural Gas Internal Combustion Engine | 41.6114 | -76.8431 | 4.4
2025-09 | PJM | Beaver Dam (PA) | 58811 | GEN5 | Beaver Dam Energy LLC | Natural Gas Internal Combustion Engine | 41.6114 | -76.8431 | 4.4
2025-09 | PJM | Alpaca | 58813 | 1 | Alpaca Energy LLC | Natural Gas Internal Combustion Engine | 41.6631 | -76.8056 | 7
2025-09 | PJM | Alpaca | 58813 | 2 | Alpaca Energy LLC | Natural Gas Internal Combustion Engine | 41.6631 | -76.8056 | 7
2025-09 | PJM | Alpaca | 58813 | 3 | Alpaca Energy LLC | Natural Gas Internal Combustion Engine | 41.6631 | -76.8056 | 7
2025-09 | CISO | Shasta Solar Farm | 58814 | GENA | Ignite Solar Holdings LLC | Solar Photovoltaic | 41.0314 | -121.4225 | 1.5
2025-09 | CISO | Shasta Solar Farm | 58814 | GENB | Ignite Solar Holdings LLC | Solar Photovoltaic | 41.0314 | -121.4225 | 1.5
2025-09 | PJM | Milan | 58818 | 1 | Milan Energy LLC | Natural Gas Internal Combustion Engine | 41.8944 | -76.5828 | 7
2025-09 | PJM | Milan | 58818 | 2 | Milan Energy LLC | Natural Gas Internal Combustion Engine | 41.8944 | -76.5828 | 7
2025-09 | PJM | Milan | 58818 | 3 | Milan Energy LLC | Natural Gas Internal Combustion Engine | 41.8944 | -76.5828 | 7
2025-09 | PJM | Millville City Sewer Auth WTP | 58822 | U1BB | MN8 Energy LLC | Solar Photovoltaic | 39.3764 | -75.0331 | 0.8
2025-09 | PJM | Millville City Sewer Auth WTP | 58822 | U2DB | MN8 Energy LLC | Solar Photovoltaic | 39.3764 | -75.0331 | 0.4
2025-09 | ISNE | Sheldon Solar | 58824 | I402 | Excelsior Energy Capital | Solar Photovoltaic | 44.9106 | -72.9794 | 2.3
2025-09 | PJM | MTHS Co-Gen Buildings | 58825 | STH1 | Maine Township High School Dist 207 | Natural Gas Internal Combustion Engine | 42.0019 | -87.8522 | 0.6
2025-09 | PJM | MTHS Co-Gen Buildings | 58825 | STH2 | Maine Township High School Dist 207 | Natural Gas Internal Combustion Engine | 42.0019 | -87.8522 | 0.6
2025-09 | MISO | Cross Winds Energy Park | 58830 | CWEP | Consumers Energy Co - (MI) | Onshore Wind Turbine | 43.6103 | -83.4856 | 111
2025-09 | MISO | Cross Winds Energy Park | 58830 | CWEP2 | Consumers Energy Co - (MI) | Onshore Wind Turbine | 43.6103 | -83.4856 | 44
2025-09 | MISO | Cross Winds Energy Park | 58830 | CWEP3 | Consumers Energy Co - (MI) | Onshore Wind Turbine | 43.6103 | -83.4856 | 75.9
2025-09 | CISO | Redcrest Solar Farm | 58831 | PV-1 | AES Distributed Energy | Solar Photovoltaic | 35.3219 | -118.8128 | 16.6
2025-09 | MISO | Richland Center Renewable Energy LLC | 58834 | UNIT1 | Richland Center Renewable Energy LLC | Other Waste Biomass | 43.3144 | -90.3731 | 0.9
2025-09 | MISO | Richland Center Renewable Energy LLC | 58834 | UNIT2 | Richland Center Renewable Energy LLC | Other Waste Biomass | 43.3144 | -90.3731 | 0.9
2025-09 | SWPP | Elk Station | 58835 | ELK1 | Golden Spread Electric Cooperative, Inc | Natural Gas Fired Combustion Turbine | 33.865 | -101.8433 | 199.8
2025-09 | SWPP | Elk Station | 58835 | ELK2 | Golden Spread Electric Cooperative, Inc | Natural Gas Fired Combustion Turbine | 33.865 | -101.8433 | 199.8
2025-09 | SWPP | Elk Station | 58835 | ELK3 | Golden Spread Electric Cooperative, Inc | Natural Gas Fired Combustion Turbine | 33.865 | -101.8433 | 199.8
2025-09 | MISO | Lakeswind Power Partners | 58836 | LW1 | Lakeswind Power Partners | Onshore Wind Turbine | 46.7181 | -96.2119 | 51.8
2025-09 | ERCO | Keechi Wind | 58838 | KW1 | Keechi Wind, LLC | Onshore Wind Turbine | 33.1431 | -98.1611 | 110
2025-09 | ISNE | Sudbury Landfill | 58839 | INV1 | Heliovaas LLC | Solar Photovoltaic | 42.3639 | -71.385 | 0.5
2025-09 | ISNE | Sudbury Landfill | 58839 | INV2 | Heliovaas LLC | Solar Photovoltaic | 42.3639 | -71.385 | 0.3
2025-09 | ISNE | Sudbury Landfill | 58839 | INV3 | Heliovaas LLC | Solar Photovoltaic | 42.3639 | -71.385 | 0.5
2025-09 | PJM | Bethel Price Solar, LLC | 58843 | 1 | Duke Energy Renewables Services | Solar Photovoltaic | 35.7947 | -77.3811 | 5
2025-09 | PJM | Dogwood Solar, LLC | 58844 | 1 | Duke Energy Renewables Services | Solar Photovoltaic | 36.125 | -77.4092 | 20
2025-09 | PJM | Windsor Cooper HIill Solar, LLC | 58847 | 1 | Duke Energy Renewables Services | Solar Photovoltaic | 35.9819 | -76.9178 | 5
2025-09 | ERCO | Rentech Nitrogen Pasadena Cogeneration | 58870 | MG202 | PCI Nitrogen LLC | All Other | 29.7394 | -95.1947 | 15.4
2025-09 | ISNE | Berkley East Solar LLC | 58871 | 1 | SunEdison LLC | Solar Photovoltaic | 41.8239 | -71.0414 | 3
2025-09 | MISO | Bison 4 Wind Energy Center | 58872 | BISO4 | ALLETE, Inc. | Onshore Wind Turbine | 46.98 | -101.5547 | 205
2025-09 | NYIS | Stuyvesant Falls | 58873 | UNIT1 | Albany Engineering Corporation | Conventional Hydroelectric | 42.3514 | -73.7339 | 3
2025-09 | NYIS | Stuyvesant Falls | 58873 | UNIT2 | Albany Engineering Corporation | Conventional Hydroelectric | 42.3514 | -73.7339 | 3
2025-09 | ISNE | Fusion Solar Center LLC | 58876 | PV | Fusion Solar Centre, L.L.C | Solar Photovoltaic | 41.6239 | -72.0431 | 20
2025-09 | PJM | Kinsley Landfill Solar | 58877 | KINS | Public Service Elec & Gas Co | Solar Photovoltaic | 39.7933 | -75.1064 | 8.6
2025-09 | PJM | County College of Morris | 58881 | PV01 | Sunlight General Morris Solar LLC | Solar Photovoltaic | 40.8567 | -74.5814 | 2.9
2025-09 | PJM | Mercer County Community College | 58882 | PV01 | Sunlight General Mercer Solar LLC | Solar Photovoltaic | 40.2558 | -74.6453 | 7.5
2025-09 | MISO | Highland Wind Project (IA) | 58883 | HLWF | MidAmerican Energy Co | Onshore Wind Turbine | 43.0803 | -95.6561 | 16.4
2025-09 | MISO | Highland Wind Project (IA) | 58883 | HLWF2 | MidAmerican Energy Co | Onshore Wind Turbine | 43.0803 | -95.6561 | 100.8
2025-09 | MISO | Highland Wind Project (IA) | 58883 | HLWF3 | MidAmerican Energy Co | Onshore Wind Turbine | 43.0803 | -95.6561 | 89.1
2025-09 | MISO | Highland Wind Project (IA) | 58883 | HLWF4 | MidAmerican Energy Co | Onshore Wind Turbine | 43.0803 | -95.6561 | 89.2
2025-09 | MISO | Highland Wind Project (IA) | 58883 | HLWF5 | MidAmerican Energy Co | Onshore Wind Turbine | 43.0803 | -95.6561 | 115
2025-09 | MISO | Highland Wind Project (IA) | 58883 | HLWF6 | MidAmerican Energy Co | Onshore Wind Turbine | 43.0803 | -95.6561 | 86.8
2025-09 | MISO | Highland Wind Project (IA) | 58883 | HLWF7 | MidAmerican Energy Co | Onshore Wind Turbine | 43.0803 | -95.6561 | 4.7
2025-09 | MISO | Lundgren Wind Project | 58884 | LGWF | MidAmerican Energy Co | Onshore Wind Turbine | 42.3347 | -94.1708 | 251
2025-09 | MISO | Macksburg Wind Project | 58885 | MBWF | MidAmerican Energy Co | Onshore Wind Turbine | 41.2092 | -94.1036 | 119.6
2025-09 | MISO | Wellsburg Wind Project | 58886 | WBWF | MidAmerican Energy Co | Onshore Wind Turbine | 42.3908 | -92.9667 | 140.8
2025-09 | PJM | Com Adam 1WF-1 | 58887 | EVE | FPC Services Inc. | Onshore Wind Turbine | 41.6603 | -89.2497 | 2.5
2025-09 | CISO | ASTI | 58889 | ASTI | Perpetual Energy Systems | Solar Photovoltaic | 38.7614 | -122.9753 | 1.2
2025-09 | CISO | Beringer | 58890 | BERI | Perpetual Energy Systems | Solar Photovoltaic | 38.5108 | -122.4797 | 1.4
2025-09 | MISO | Big Turtle Wind Farm, LLC | 58891 | BTWF1 | DTE Sustainable Generation | Onshore Wind Turbine | 43.8508 | -82.7825 | 20
2025-09 | PJM | Patriots Stadium | 58896 | PV01 | Sunlight General Somerset Solar LLC | Solar Photovoltaic | 40.5606 | -74.5514 | 1
2025-09 | PJM | Temple SEGF | 58897 | 19G01 | Temple University | Natural Gas Internal Combustion Engine | 39.98 | -75.1506 | 1.6
2025-09 | PJM | Temple SEGF | 58897 | 19G02 | Temple University | Natural Gas Internal Combustion Engine | 39.98 | -75.1506 | 1.6
2025-09 | PJM | Temple SEGF | 58897 | 19G03 | Temple University | Natural Gas Internal Combustion Engine | 39.98 | -75.1506 | 1.6
2025-09 | PJM | Temple SEGF | 58897 | 19G04 | Temple University | Natural Gas Internal Combustion Engine | 39.98 | -75.1506 | 1.6
2025-09 | PJM | Temple SEGF | 58897 | 19G05 | Temple University | Natural Gas Internal Combustion Engine | 39.98 | -75.1506 | 1.6
2025-09 | PJM | Temple SEGF | 58897 | 19G06 | Temple University | Natural Gas Internal Combustion Engine | 39.98 | -75.1506 | 1.6
2025-09 | PJM | Temple SEGF | 58897 | 19G07 | Temple University | Natural Gas Internal Combustion Engine | 39.98 | -75.1506 | 1.6
2025-09 | PJM | Temple SEGF | 58897 | 19G08 | Temple University | Natural Gas Internal Combustion Engine | 39.98 | -75.1506 | 1.6
2025-09 | PJM | Temple SEGF | 58897 | 19G09 | Temple University | Natural Gas Internal Combustion Engine | 39.98 | -75.1506 | 1.6
2025-09 | PJM | Temple SEGF | 58897 | 19G10 | Temple University | Natural Gas Internal Combustion Engine | 39.98 | -75.1506 | 1.6
2025-09 | PJM | Pilot Hill Wind Farm | 58898 | K4-1 | EDF Renewable Asset Holdings, Inc. | Onshore Wind Turbine | 40.9992 | -88.0562 | 175
2025-09 | SWPP | Balko Wind LLC | 58900 | BAL1 | Balko Wind LLC | Onshore Wind Turbine | 36.5181 | -100.8472 | 299.7
2025-09 | SWPP | Kingfisher Wind LLC | 58902 | KNG1 | Kingfisher Wind LLC | Onshore Wind Turbine | 35.7703 | -97.7997 | 298
2025-09 | PJM | Fourmile Ridge | 58904 | 1 | Fourmile Wind Energy, LLC | Onshore Wind Turbine | 39.6411 | -79.0111 | 40
2025-09 | CISO | Valley Center 1 | 58906 | VC1 | MN8 Energy LLC | Solar Photovoltaic | 33.2342 | -117.0017 | 2.5
2025-09 | CISO | Valley Center 2 | 58907 | VC2 | MN8 Energy LLC | Solar Photovoltaic | 33.2342 | -117.0017 | 5
2025-09 | MISO | Beebe 1B | 58908 | 1 | Beebe 1B Renewable Energy, LLC | Onshore Wind Turbine | 43.2569 | -84.4997 | 50.4
2025-09 | CISO | Ramona 1 | 58909 | RAM1 | MN8 Energy LLC | Solar Photovoltaic | 33.0122 | -116.875 | 2
2025-09 | CISO | Ramona 2 | 58911 | RAM2 | MN8 Energy LLC | Solar Photovoltaic | 33.0122 | -116.875 | 5
2025-09 | CISO | Santa Fe Springs Rooftop Solar BLDG M | 58912 | 1 | Golden Springs Development Company LLC | Solar Photovoltaic | 33.9108 | -118.0444 | 1.8
2025-09 | CISO | Santa Fe Springs Rooftop Solar BLDG H | 58913 | 1 | Golden Springs Development Company LLC | Solar Photovoltaic | 33.9108 | -118.0444 | 1.5
2025-09 | CISO | MCAGCC Cogen Plant | 58914 | CG1 | DOD USMC Marine Air Ground Combat | Natural Gas Fired Combustion Turbine | 34.2372 | -116.0542 | 7.2
2025-09 | CISO | MCAGCC Cogen Plant | 58914 | CG100 | DOD USMC Marine Air Ground Combat | Natural Gas Fired Combustion Turbine | 34.2372 | -116.0542 | 4.6
2025-09 | CISO | MCAGCC Cogen Plant | 58914 | CG200 | DOD USMC Marine Air Ground Combat | Natural Gas Fired Combustion Turbine | 34.2372 | -116.0542 | 4.6
2025-09 | PJM | Tioga Solar Morris County 1 LLC | 58917 | MMIR | Sunlight General Morris Solar LLC | Solar Photovoltaic | 40.8153 | -74.4758 | 1
2025-09 | CISO | 2081 Terzian Solar Project | 58918 | 2081 | Solarenewal LLC | Solar Photovoltaic | 36.67 | -119.4158 | 1.2
2025-09 | CISO | 2127 Harris Solar Project | 58919 | 2127 | Solarenewal LLC | Solar Photovoltaic | 39.2917 | -121.6697 | 1.3
2025-09 | CISO | 2097 Helton Solar Project | 58920 | 2097 | Solarenewal LLC | Solar Photovoltaic | 37.3522 | -120.5069 | 1.5
2025-09 | MISO | Sugar Creek Wind One LLC | 58924 | SUG1 | Sugar Creek Wind One LLC | Onshore Wind Turbine | 40.0742 | -89.2919 | 202
2025-09 | MISO | Lincoln Land Wind | 58925 | SAN1 | Lincoln Land Wind, LLC | Onshore Wind Turbine | 39.8219 | -89.9558 | 302
2025-09 | MISO | Story City Wind Project | 58927 | WT01 | Hamilton Wind Energy LLC | Onshore Wind Turbine | 42.2081 | -93.5994 | 1.5
2025-09 | MISO | Melrose 2 | 58929 | 12286 | Melrose Public Utilities | Petroleum Liquids | 45.6764 | -94.8019 | 1
2025-09 | MISO | Traer Wind Project | 58932 | WT01 | City of Traer - (IA) | Onshore Wind Turbine | 42.1614 | -92.4425 | 1.5
2025-09 | PJM | Shell Chemical Appalachia LLC | 58933 | GTG1 | Shell Chemical Appalachia LLC | Natural Gas Fired Combined Cycle | 40.6717 | -80.3364 | 48.4
2025-09 | PJM | Shell Chemical Appalachia LLC | 58933 | GTG2 | Shell Chemical Appalachia LLC | Natural Gas Fired Combined Cycle | 40.6717 | -80.3364 | 48.4
2025-09 | PJM | Shell Chemical Appalachia LLC | 58933 | GTG3 | Shell Chemical Appalachia LLC | Natural Gas Fired Combined Cycle | 40.6717 | -80.3364 | 48.4
2025-09 | PJM | Shell Chemical Appalachia LLC | 58933 | STG1 | Shell Chemical Appalachia LLC | Natural Gas Fired Combined Cycle | 40.6717 | -80.3364 | 82.3
2025-09 | PJM | Shell Chemical Appalachia LLC | 58933 | STG2 | Shell Chemical Appalachia LLC | Natural Gas Fired Combined Cycle | 40.6717 | -80.3364 | 82.3
2025-09 | ISNE | Integrys MA Solar, LLC - Ashburnham Site | 58934 | ASH-R | Integrys MA Solar, LLC | Solar Photovoltaic | 42.5994 | -71.9419 | 2.6
2025-09 | ISNE | Integrys MA Solar, LLC - Ashburnham Site | 58934 | ASH10 | Integrys MA Solar, LLC | Solar Photovoltaic | 42.5994 | -71.9419 | 0.3
2025-09 | ISNE | Open View Solar Farm | 58935 | PV | Cross Pollination Inc | Solar Photovoltaic | 44.1394 | -73.2039 | 2
2025-09 | ISNE | Walpole Solar 2 | 58936 | WLPL1 | Walpole Solar 2, LLC | Solar Photovoltaic | 42.1172 | -71.2658 | 2.4
2025-09 | ISNE | Gardner Solar 1 | 58937 | GRDN1 | Gardner Solar 1, LLC | Solar Photovoltaic | 42.5864 | -72.0308 | 2
2025-09 | SWPP | Origin Wind | 58938 | WT | Enel Green Power NA, Inc. | Onshore Wind Turbine | 34.4461 | -97.2697 | 150
2025-09 | SWPP | Anderson Wind I | 58939 | AND1 | Anderson Wind I LLC | Onshore Wind Turbine | 33.0294 | -103.8558 | 5
2025-09 | SWPP | Anderson Wind II | 58940 | AND2 | Anderson Wind II LLC | Onshore Wind Turbine | 33.0139 | -103.865 | 10
2025-09 | MISO | Rockville Solar I LLC | 58942 | RVSI | Greenbacker Renewable Energy Corporation | Solar Photovoltaic | 39.7631 | -86.3011 | 2.8
2025-09 | PJM | Halifax (NC) | 58943 | 1 | Duke Energy Renewables Services | Solar Photovoltaic | 36.4419 | -77.7114 | 20
2025-09 | ERCO | Ameresco Dallas LLC | 58946 | ENG1 | Ameresco Dallas LLC | Landfill Gas | 32.6486 | -96.6444 | 1.4
2025-09 | ERCO | Ameresco Dallas LLC | 58946 | ENG2 | Ameresco Dallas LLC | Landfill Gas | 32.6486 | -96.6444 | 1.4
2025-09 | ERCO | Ameresco Dallas LLC | 58946 | ENG3 | Ameresco Dallas LLC | Landfill Gas | 32.6486 | -96.6444 | 1.4
2025-09 | PJM | Bristol Myers Squibb Lawrenceville | 58947 | DG101 | Bristol-Myers Squibb Co | Petroleum Liquids | 40.3247 | -74.7078 | 1.2
2025-09 | PJM | Bristol Myers Squibb Lawrenceville | 58947 | TG101 | Bristol-Myers Squibb Co | Natural Gas Fired Combustion Turbine | 40.3247 | -74.7078 | 4.3
2025-09 | PJM | Bristol Myers Squibb Lawrenceville | 58947 | TG102 | Bristol-Myers Squibb Co | Natural Gas Fired Combustion Turbine | 40.3247 | -74.7078 | 5.6
2025-09 | CISO | Cloverdale Solar I | 58949 | TBD | Altus Power America Management, LLC | Solar Photovoltaic | 38.7731 | -123.0178 | 1.5
2025-09 | PJM | Delilah Road Landfill | 58951 | DRLS | CVI CleanCapital Solar 5 LLC | Solar Photovoltaic | 39.4161 | -74.5439 | 8.5
2025-09 | MISO | Rockville Solar II, LLC | 58953 | RVSII | Greenbacker Renewable Energy Corporation | Solar Photovoltaic | 39.7669 | -86.3 | 2.7
2025-09 | ISNE | Camelot Wind LLC | 58958 | CMLTW | Camelot Wind LLC | Onshore Wind Turbine | 41.9253 | -70.64 | 1.5
2025-09 | SWPP | Butler Solar Power Project | 58959 | BSF1 | Missouri Jnt Muni.Pwr Elec. Ut. Comm. | Solar Photovoltaic | 38.27 | -94.35 | 2.8
2025-09 | CISO | Laguna Water Reclamation Facility | 58960 | S200 | City of Santa Rosa | Other Waste Biomass | 38.3689 | -122.7658 | 1.1
2025-09 | CISO | Laguna Water Reclamation Facility | 58960 | S201 | City of Santa Rosa | Other Waste Biomass | 38.3689 | -122.7658 | 1.1
2025-09 | CISO | Laguna Water Reclamation Facility | 58960 | S202 | City of Santa Rosa | Other Waste Biomass | 38.3689 | -122.7658 | 1.1
2025-09 | CISO | Laguna Water Reclamation Facility | 58960 | S203 | City of Santa Rosa | Other Waste Biomass | 38.3689 | -122.7658 | 1.1
2025-09 | CISO | Las Virgenes Municipal Water District | 58963 | PV | Tesla Inc. | Solar Photovoltaic | 34.1361 | -118.7019 | 1
2025-09 | ISNE | Technology Drive Solar | 58964 | PV1 | RWE Clean Energy | Solar Photovoltaic | 42.8761 | -72.5658 | 2
2025-09 | MISO | Thunder Spirit Wind, LLC | 58965 | 2 | Montana-Dakota Utilities Co | Onshore Wind Turbine | 46.075 | -102.5633 | 48
2025-09 | MISO | Thunder Spirit Wind, LLC | 58965 | THNDR | Montana-Dakota Utilities Co | Onshore Wind Turbine | 46.075 | -102.5633 | 107.5
2025-09 | CISO | White River Solar 2 | 58973 | W2CA | RWE Clean Energy | Solar Photovoltaic | 35.8747 | -119.0461 | 19.8
2025-09 | ISNE | Fairview Farms Solar | 58974 | PV1 | NuGen Capital Management | Solar Photovoltaic | 42.4597 | -72.6103 | 2
2025-09 | CISO | Henrietta Solar Project | 58975 | PV1 | Southern Power Co | Solar Photovoltaic | 36.2188 | -119.8058 | 102
2025-09 | NYIS | Copenhagen Wind Farm | 58979 | CPHGN | EDF Renewable Asset Holdings, Inc. | Onshore Wind Turbine | 43.9131 | -75.6986 | 79.9
2025-09 | PJM | Akron WRF | 58980 | 2G-1 | City of Akron | Other Waste Biomass | 41.1533 | -81.5689 | 0.6
2025-09 | PJM | Akron WRF | 58980 | 2G-2 | City of Akron | Other Waste Biomass | 41.1533 | -81.5689 | 0.6
2025-09 | PJM | Akron WRF | 58980 | 2G-3 | City of Akron | Other Waste Biomass | 41.1533 | -81.5689 | 0.6
2025-09 | SWPP | Broken Bow Wind II, LLC | 58981 | BBII | RWE Clean Energy | Onshore Wind Turbine | 41.3239 | -99.3231 | 73.1
2025-09 | CISO | RE Camelot LLC | 58983 | 1 | Onward Energy | Solar Photovoltaic | 35.0267 | -118.1856 | 45
2025-09 | CISO | RE Adams East, LLC | 58984 | 1 | Onward Energy | Solar Photovoltaic | 36.6175 | -120.2908 | 19
2025-09 | CISO | RE Kansas Solar, LLC | 58985 | 1 | Onward Energy | Solar Photovoltaic | 36.2478 | -119.8339 | 20
2025-09 | CISO | RE Old River One, LLC | 58986 | 1 | Onward Energy | Solar Photovoltaic | 35.2233 | -119.0889 | 20
2025-09 | CISO | RE Columbia Two, LLC | 58990 | 1 | Onward Energy | Solar Photovoltaic | 35.0267 | -118.1856 | 15
2025-09 | CISO | RE Kent South, LLC | 58991 | 1 | Onward Energy | Solar Photovoltaic | 36.2261 | -119.9053 | 20
2025-09 | ISNE | Dept of Corrections NCCI Wind | 58992 | WND-1 | Dept of Corrections NCCI Wind | Onshore Wind Turbine | 42.5722 | -71.9447 | 1.7
2025-09 | ISNE | Dept of Corrections NCCI Wind | 58992 | WND-2 | Dept of Corrections NCCI Wind | Onshore Wind Turbine | 42.5722 | -71.9447 | 1.7
2025-09 | SWPP | Breckinridge Wind Project LLC | 58994 | BWP | NextEra Energy Resources Breckinridge | Onshore Wind Turbine | 36.4769 | -97.6856 | 98.8
2025-09 | MISO | St. Olaf Wind Turbine | 58995 | OLFWT | St. Olaf College | Onshore Wind Turbine | 44.4622 | -93.1928 | 1.6
2025-09 | MISO | St. Olaf StandBy Generators | 58996 | SBIC1 | St. Olaf College | Petroleum Liquids | 44.4611 | -93.1808 | 0.5
2025-09 | MISO | St. Olaf StandBy Generators | 58996 | SBIC2 | St. Olaf College | Petroleum Liquids | 44.4611 | -93.1808 | 1.8
2025-09 | MISO | St. Olaf StandBy Generators | 58996 | SBIC3 | St. Olaf College | Petroleum Liquids | 44.4611 | -93.1808 | 1.8
2025-09 | SWPP | Goodwell Wind Project LLC | 58998 | GWWP | Goodwell Wind Project LLC | Onshore Wind Turbine | 36.5414 | -101.5656 | 200
2025-09 | SWPP | Little Elk Wind Project LLC | 58999 | LEWP | Enel Green Power NA, Inc. | Onshore Wind Turbine | 35.1947 | -98.9072 | 74
2025-09 | PJM | Parkland Landfill Solar | 59001 | PARK | Public Service Elec & Gas Co | Solar Photovoltaic | 40.1275 | -74.7108 | 7.8
2025-09 | CISO | Carlsbad Energy Center | 59002 | CEC 6 | NRG California Peaker Operations LLC | Natural Gas Fired Combustion Turbine | 33.1405 | -117.3339 | 131.8
2025-09 | CISO | Carlsbad Energy Center | 59002 | CEC 7 | NRG California Peaker Operations LLC | Natural Gas Fired Combustion Turbine | 33.1405 | -117.3339 | 131.8
2025-09 | CISO | Carlsbad Energy Center | 59002 | CEC 8 | NRG California Peaker Operations LLC | Natural Gas Fired Combustion Turbine | 33.1405 | -117.3339 | 131.8
2025-09 | CISO | Carlsbad Energy Center | 59002 | CEC 9 | NRG California Peaker Operations LLC | Natural Gas Fired Combustion Turbine | 33.1405 | -117.3339 | 131.8
2025-09 | CISO | Carlsbad Energy Center | 59002 | CEC10 | NRG California Peaker Operations LLC | Natural Gas Fired Combustion Turbine | 33.1405 | -117.3339 | 131.8
2025-09 | PJM | Potomac Energy Center, LLC | 59004 | GEN1 | Potomac Energy Center LLC | Natural Gas Fired Combined Cycle | 39.0581 | -77.545 | 237
2025-09 | PJM | Potomac Energy Center, LLC | 59004 | GEN2 | Potomac Energy Center LLC | Natural Gas Fired Combined Cycle | 39.0581 | -77.545 | 237
2025-09 | PJM | Potomac Energy Center, LLC | 59004 | GEN3 | Potomac Energy Center LLC | Natural Gas Fired Combined Cycle | 39.0581 | -77.545 | 338
2025-09 | ERCO | Mariah del Norte | 59005 | MAR1 | BHE Renewables, LLC | Onshore Wind Turbine | 34.6675 | -102.5778 | 230.4
2025-09 | CISO | Woodmere Solar Farm | 59008 | PV1 | AES Distributed Energy | Solar Photovoltaic | 35.3231 | -118.8214 | 15
2025-09 | CISO | Hayworth Solar | 59009 | PV1 | AES Distributed Energy | Solar Photovoltaic | 35.3253 | -118.8786 | 27
2025-09 | ISNE | Southbridge Landfill Gas-to-Energy | 59011 | CAT | Southbridge Recycling and Disposal Park | Landfill Gas | 42.1044 | -72.0325 | 1.6
2025-09 | PJM | Walt Bailey Bioenergy Facility | 59012 | TURB1 | DC Water | Other Waste Biomass | 38.8206 | -77.0183 | 4.7
2025-09 | PJM | Walt Bailey Bioenergy Facility | 59012 | TURB2 | DC Water | Other Waste Biomass | 38.8206 | -77.0183 | 4.7
2025-09 | PJM | Walt Bailey Bioenergy Facility | 59012 | TURB3 | DC Water | Other Waste Biomass | 38.8206 | -77.0183 | 4.7
2025-09 | ISNE | Scituate PV | 59013 | SCT | AES Distributed Energy | Solar Photovoltaic | 42.1775 | -70.7406 | 2.5
2025-09 | ISNE | Bolton PV | 59014 | BLT | AES Distributed Energy | Solar Photovoltaic | 42.4497 | -71.6431 | 4.9
2025-09 | ISNE | Stow PV | 59015 | STW | AES Distributed Energy | Solar Photovoltaic | 42.4369 | -71.5061 | 2
2025-09 | MISO | East Chicago | 59018 | 1 | Altus Power America Management, LLC | Solar Photovoltaic | 41.6322 | -87.4692 | 2
2025-09 | MISO | Griffith | 59019 | 1 | Altus Power America Management, LLC | Solar Photovoltaic | 41.5214 | -87.4361 | 2
2025-09 | MISO | Hoopeston Wind LLC | 59021 | HOO1 | Hoopeston Wind LLC | Onshore Wind Turbine | 40.3997 | -87.7992 | 98
2025-09 | PJM | Euclid Farm, Stamco N-54 | 59024 | N-54 | Case Western Reserve University | Onshore Wind Turbine | 41.6022 | -81.4969 | 1
2025-09 | PJM | Back River Waste Water Treatment | 59026 | SOLAR | Mayor and City Council of Baltimore City | Solar Photovoltaic | 39.2997 | -76.4942 | 0.8
2025-09 | ISNE | Agawam Solar | 59028 | 0028 | Citizens Enterprises Corporation | Solar Photovoltaic | 42.0819 | -72.6144 | 1.5
2025-09 | ISNE | Rehoboth Solar | 59029 | 0040 | Citizens Enterprises Corporation | Solar Photovoltaic | 41.9017 | -71.2425 | 2
2025-09 | ISNE | Chicopee Solar | 59030 | 0036 | Citizens Enterprises Corporation | Solar Photovoltaic | 42.1856 | -72.5825 | 3
2025-09 | ISNE | Route 57 Solar | 59031 | 0027 | Citizens Enterprises Corporation | Solar Photovoltaic | 42.0589 | -72.6642 | 1.5
2025-09 | ISNE | EBZ Solar | 59032 | 0031 | Citizens Enterprises Corporation | Solar Photovoltaic | 42.5706 | -71.625 | 2.5
2025-09 | ISNE | Whately Solar | 59033 | 0024 | Citizens Enterprises Corporation | Solar Photovoltaic | 42.4461 | -72.6236 | 1.5
2025-09 | ERCO | Shannon Wind | 59034 | SHAN1 | Shannon Wind LLC | Onshore Wind Turbine | 33.5097 | -98.3608 | 204
2025-09 | ISNE | Ball Mountain Hydro | 59040 | GEN 7 | Eagle Creek Renewable Energy, LLC | Conventional Hydroelectric | 43.1269 | -72.7761 | 0.2
2025-09 | ISNE | Ball Mountain Hydro | 59040 | GEN 8 | Eagle Creek Renewable Energy, LLC | Conventional Hydroelectric | 43.1269 | -72.7761 | 0.2
2025-09 | ISNE | Ball Mountain Hydro | 59040 | GEN 9 | Eagle Creek Renewable Energy, LLC | Conventional Hydroelectric | 43.1269 | -72.7761 | 0.2
2025-09 | ISNE | Ball Mountain Hydro | 59040 | GEN10 | Eagle Creek Renewable Energy, LLC | Conventional Hydroelectric | 43.1269 | -72.7761 | 0.2
2025-09 | ISNE | Ball Mountain Hydro | 59040 | GEN11 | Eagle Creek Renewable Energy, LLC | Conventional Hydroelectric | 43.1269 | -72.7761 | 0.2
2025-09 | ISNE | Ball Mountain Hydro | 59040 | GEN12 | Eagle Creek Renewable Energy, LLC | Conventional Hydroelectric | 43.1269 | -72.7761 | 0.2
2025-09 | ISNE | West Davisville Solar | 59043 | PV1 | Altus Power America Management, LLC | Solar Photovoltaic | 41.6036 | -71.4772 | 2
2025-09 | SWPP | Jameson Energy Center | 59045 | JEC1 | Kansas Municipal Energy Agency | Natural Gas Internal Combustion Engine | 37.9547 | -100.8306 | 9.2
2025-09 | SWPP | Jameson Energy Center | 59045 | JEC2 | Kansas Municipal Energy Agency | Natural Gas Internal Combustion Engine | 37.9547 | -100.8306 | 9.2
2025-09 | SWPP | Jameson Energy Center | 59045 | JEC3 | Kansas Municipal Energy Agency | Natural Gas Internal Combustion Engine | 37.9547 | -100.8306 | 9.2
2025-09 | ISNE | 651 Chase Solar NG | 59046 | PV1 | NuGen Capital Management | Solar Photovoltaic | 42.6267 | -71.7428 | 2.5
2025-09 | ISNE | Whitcomb Solar Farm | 59049 | PS01 | ERWR Whitcomb Farm Solar LLC | Solar Photovoltaic | 44.4856 | -73.1369 | 2.2
2025-09 | MISO | Michelangelo Wind 3 LLC | 59053 | WT1 | Michelangelo Wind 3 LLC | Onshore Wind Turbine | 42.019 | -93.514 | 3
2025-09 | PJM | Rariton OMP | 59055 | PV1 | Janssen Pharmaceutical Co | Solar Photovoltaic | 40.5744 | -74.6481 | 1.7
2025-09 | PJM | Spring House | 59056 | GEN 1 | Janssen Pharmaceutical Co | Natural Gas Internal Combustion Engine | 40.1839 | -75.2342 | 3.8
2025-09 | PJM | Skillman | 59057 | GEN 1 | Kenvue Brands LLC | Solar Photovoltaic | 40.5744 | -74.6481 | 1.1
2025-09 | PJM | Raritan ITS | 59059 | GEN 1 | Janssen Pharmaceutical Co | Solar Photovoltaic | 40.5744 | -74.6542 | 2
2025-09 | ISNE | Waste Water Treatment Plant | 59060 | WWPV | City of Pittsfield | Solar Photovoltaic | 42.41 | -73.24 | 1.5
2025-09 | PJM | Radfords Run Wind Farm | 59061 | WT1 | RWE Clean Energy | Onshore Wind Turbine | 40.0111 | -89.0472 | 278
2025-09 | ERCO | Stella Wind Farm | 59063 | WT1 | RWE Clean Energy | Onshore Wind Turbine | 26.9417 | -97.6425 | 201
2025-09 | SWPP | Drift Sand Wind Project LLC | 59065 | WT1 | Enel Green Power NA, Inc. | Onshore Wind Turbine | 34.8278 | -97.9572 | 108
2025-09 | ERCO | Bruennings Breeze Wind Farm | 59066 | MVII | RWE Clean Energy | Onshore Wind Turbine | 26.5222 | -97.6911 | 228
2025-09 | ERCO | Colbeck's Corner, LLC | 59068 | GVII | RWE Clean Energy | Onshore Wind Turbine | 35.2542 | -101.1866 | 200
2025-09 | ISNE | Jericho Power | 59070 | WT 1 | Jericho Power LLC | Onshore Wind Turbine | 44.4669 | -71.225 | 14.3
2025-09 | MISO | Carroll Area Wind Farm | 59071 | WT 1 | SRIV Partnership LLC | Onshore Wind Turbine | 41.9414 | -94.8861 | 20.7
2025-09 | CISO | SC 1 Data Center, Phase 2 | 59074 | 14B | Xeres Ventures LLC | Petroleum Liquids | 37.3617 | -121.9436 | 2.3
2025-09 | CISO | SC 1 Data Center, Phase 2 | 59074 | 17A | Xeres Ventures LLC | Petroleum Liquids | 37.3617 | -121.9436 | 2.3
2025-09 | CISO | SC 1 Data Center, Phase 2 | 59074 | 17B | Xeres Ventures LLC | Petroleum Liquids | 37.3617 | -121.9436 | 2.3
2025-09 | CISO | SC 1 Data Center, Phase 2 | 59074 | 18A | Xeres Ventures LLC | Petroleum Liquids | 37.3617 | -121.9436 | 2.3
2025-09 | CISO | SC 1 Data Center, Phase 2 | 59074 | 18B | Xeres Ventures LLC | Petroleum Liquids | 37.3617 | -121.9436 | 2.3
2025-09 | CISO | SC 1 Data Center, Phase 2 | 59074 | 19A | Xeres Ventures LLC | Petroleum Liquids | 37.3617 | -121.9436 | 2.3
2025-09 | CISO | SC 1 Data Center, Phase 2 | 59074 | 19B | Xeres Ventures LLC | Petroleum Liquids | 37.3617 | -121.9436 | 2.3
2025-09 | CISO | SC 1 Data Center, Phase 2 | 59074 | 20A | Xeres Ventures LLC | Petroleum Liquids | 37.3617 | -121.9436 | 2.3
2025-09 | CISO | SC 1 Data Center, Phase 2 | 59074 | 20B | Xeres Ventures LLC | Petroleum Liquids | 37.3617 | -121.9436 | 2.3
2025-09 | CISO | SC 1 Data Center, Phase 2 | 59074 | 21A | Xeres Ventures LLC | Petroleum Liquids | 37.3617 | -121.9436 | 2.3
2025-09 | CISO | SC 1 Data Center, Phase 2 | 59074 | 21B | Xeres Ventures LLC | Petroleum Liquids | 37.3617 | -121.9436 | 2.3
2025-09 | CISO | SC 1 Data Center, Phase 2 | 59074 | 22A | Xeres Ventures LLC | Petroleum Liquids | 37.3617 | -121.9436 | 2.3
2025-09 | CISO | SC 1 Data Center, Phase 2 | 59074 | 22B | Xeres Ventures LLC | Petroleum Liquids | 37.3617 | -121.9436 | 2.3
2025-09 | CISO | SC 1 Data Center, Phase 2 | 59074 | EG10A | Xeres Ventures LLC | Petroleum Liquids | 37.3617 | -121.9436 | 2.3
2025-09 | CISO | SC 1 Data Center, Phase 2 | 59074 | EG10B | Xeres Ventures LLC | Petroleum Liquids | 37.3617 | -121.9436 | 2.3
2025-09 | CISO | SC 1 Data Center, Phase 2 | 59074 | EG11A | Xeres Ventures LLC | Petroleum Liquids | 37.3617 | -121.9436 | 2.3
2025-09 | CISO | SC 1 Data Center, Phase 2 | 59074 | EG11B | Xeres Ventures LLC | Petroleum Liquids | 37.3617 | -121.9436 | 2.3
2025-09 | CISO | SC 1 Data Center, Phase 2 | 59074 | EG12A | Xeres Ventures LLC | Petroleum Liquids | 37.3617 | -121.9436 | 2.3
2025-09 | CISO | SC 1 Data Center, Phase 2 | 59074 | EG12B | Xeres Ventures LLC | Petroleum Liquids | 37.3617 | -121.9436 | 2.3
2025-09 | CISO | SC 1 Data Center, Phase 2 | 59074 | EG13A | Xeres Ventures LLC | Petroleum Liquids | 37.3617 | -121.9436 | 2.3
2025-09 | CISO | SC 1 Data Center, Phase 2 | 59074 | EG13B | Xeres Ventures LLC | Petroleum Liquids | 37.3617 | -121.9436 | 2.3
2025-09 | CISO | SC 1 Data Center, Phase 2 | 59074 | EG14A | Xeres Ventures LLC | Petroleum Liquids | 37.3617 | -121.9436 | 2.3
2025-09 | CISO | SC 1 Data Center, Phase 2 | 59074 | EG15A | Xeres Ventures LLC | Petroleum Liquids | 37.3617 | -121.9436 | 2.3
2025-09 | CISO | SC 1 Data Center, Phase 2 | 59074 | EG15B | Xeres Ventures LLC | Petroleum Liquids | 37.3617 | -121.9436 | 2.3
2025-09 | CISO | SC 1 Data Center, Phase 2 | 59074 | EG16A | Xeres Ventures LLC | Petroleum Liquids | 37.3617 | -121.9436 | 2.3
2025-09 | CISO | SC 1 Data Center, Phase 2 | 59074 | EG16B | Xeres Ventures LLC | Petroleum Liquids | 37.3617 | -121.9436 | 2.3
2025-09 | CISO | SC 1 Data Center, Phase 2 | 59074 | EG1A | Xeres Ventures LLC | Petroleum Liquids | 37.3617 | -121.9436 | 2.2
2025-09 | CISO | SC 1 Data Center, Phase 2 | 59074 | EG1B | Xeres Ventures LLC | Petroleum Liquids | 37.3617 | -121.9436 | 2.2
2025-09 | CISO | SC 1 Data Center, Phase 2 | 59074 | EG2A | Xeres Ventures LLC | Petroleum Liquids | 37.3617 | -121.9436 | 2.2
2025-09 | CISO | SC 1 Data Center, Phase 2 | 59074 | EG2B | Xeres Ventures LLC | Petroleum Liquids | 37.3617 | -121.9436 | 2.2
2025-09 | CISO | SC 1 Data Center, Phase 2 | 59074 | EG3A | Xeres Ventures LLC | Petroleum Liquids | 37.3617 | -121.9436 | 2.2
2025-09 | CISO | SC 1 Data Center, Phase 2 | 59074 | EG3B | Xeres Ventures LLC | Petroleum Liquids | 37.3617 | -121.9436 | 2.2
2025-09 | CISO | SC 1 Data Center, Phase 2 | 59074 | EG4A | Xeres Ventures LLC | Petroleum Liquids | 37.3617 | -121.9436 | 2.2
2025-09 | CISO | SC 1 Data Center, Phase 2 | 59074 | EG4B | Xeres Ventures LLC | Petroleum Liquids | 37.3617 | -121.9436 | 2.2
2025-09 | CISO | SC 1 Data Center, Phase 2 | 59074 | EG5A | Xeres Ventures LLC | Petroleum Liquids | 37.3617 | -121.9436 | 2.2
2025-09 | CISO | SC 1 Data Center, Phase 2 | 59074 | EG5B | Xeres Ventures LLC | Petroleum Liquids | 37.3617 | -121.9436 | 2.2
2025-09 | CISO | SC 1 Data Center, Phase 2 | 59074 | EG6A | Xeres Ventures LLC | Petroleum Liquids | 37.3617 | -121.9436 | 2.2
2025-09 | CISO | SC 1 Data Center, Phase 2 | 59074 | EG6B | Xeres Ventures LLC | Petroleum Liquids | 37.3617 | -121.9436 | 2.2
2025-09 | CISO | SC 1 Data Center, Phase 2 | 59074 | EG7A | Xeres Ventures LLC | Petroleum Liquids | 37.3617 | -121.9436 | 2.2
2025-09 | CISO | SC 1 Data Center, Phase 2 | 59074 | EG7B | Xeres Ventures LLC | Petroleum Liquids | 37.3617 | -121.9436 | 2.2
2025-09 | CISO | SC 1 Data Center, Phase 2 | 59074 | EG8B | Xeres Ventures LLC | Petroleum Liquids | 37.3617 | -121.9436 | 2.2
2025-09 | CISO | SC 1 Data Center, Phase 2 | 59074 | EG9A | Xeres Ventures LLC | Petroleum Liquids | 37.3617 | -121.9436 | 2.3
2025-09 | CISO | SC 1 Data Center, Phase 2 | 59074 | EG9B | Xeres Ventures LLC | Petroleum Liquids | 37.3617 | -121.9436 | 2.3
2025-09 | CISO | SC 1 Data Center, Phase 2 | 59074 | GEN8A | Xeres Ventures LLC | Petroleum Liquids | 37.3617 | -121.9436 | 2.2
2025-09 | ISNE | Brewster Landfill | 59075 | BRE1 | Clean Focus Yield, LLC | Solar Photovoltaic | 41.7456 | -70.1031 | 1
2025-09 | ISNE | Chatham Landfill | 59077 | CHA | Clean Focus Yield, LLC | Solar Photovoltaic | 41.6861 | -70.0061 | 1.5
2025-09 | ISNE | Harwich Landfill | 59078 | HAR1 | Clean Focus Yield, LLC | Solar Photovoltaic | 41.6961 | -70.0919 | 4
2025-09 | ISNE | Katama Farm | 59079 | KAT1 | Clean Focus Yield, LLC | Solar Photovoltaic | 41.3611 | -70.5169 | 1
2025-09 | ISNE | Nunnepog | 59080 | NUN1 | Clean Focus Yield, LLC | Solar Photovoltaic | 41.3589 | -70.505 | 1
2025-09 | ISNE | Barnstable Landfill | 59081 | HAR1 | Clean Focus Yield, LLC | Solar Photovoltaic | 41.6597 | -70.3956 | 4
2025-09 | ISNE | Dennis Landfill | 59082 | DEN1 | Clean Focus Yield, LLC | Solar Photovoltaic | 41.6931 | -70.145 | 5
2025-09 | SWPP | Marshall Wind Farm | 59084 | RPMA | BHE Renewables, LLC | Onshore Wind Turbine | 39.7011 | -96.3608 | 73.8
2025-09 | ISNE | Lepomis PV Energy LLC | 59085 | INV-1 | CleanCapital Holdings | Solar Photovoltaic | 41.8572 | -70.5583 | 4.5
2025-09 | CISO | Cottonwood Solar, LLC (Goose Lake) | 59086 | GEN1 | Onward Energy | Solar Photovoltaic | 35.5936 | -119.58 | 12
2025-09 | CISO | Cottonwood Solar, LLC (City of Corcoran) | 59087 | GEN 1 | Onward Energy | Solar Photovoltaic | 36.1344 | -119.5544 | 12
2025-09 | ISNE | Rockland Solar CSG | 59090 | GEN1 | MN8 Energy LLC | Solar Photovoltaic | 42.0892 | -70.8978 | 2
2025-09 | MISO | Holland Energy Park | 59093 | 10 | Novis Renewables, LLC | Natural Gas Fired Combined Cycle | 42.7925 | -86.0922 | 53.1
2025-09 | MISO | Holland Energy Park | 59093 | 11 | Novis Renewables, LLC | Natural Gas Fired Combined Cycle | 42.7925 | -86.0922 | 53.1
2025-09 | MISO | Holland Energy Park | 59093 | 12 | Novis Renewables, LLC | Natural Gas Fired Combined Cycle | 42.7925 | -86.0922 | 43.2
2025-09 | CISO | Division 1 | 59094 | GEN 1 | Tesla Inc. | Solar Photovoltaic | 34.7083 | -118.1306 | 1.5
2025-09 | CISO | Division 2 | 59095 | GEN 1 | Tesla Inc. | Solar Photovoltaic | 34.7083 | -118.1306 | 1
2025-09 | CISO | Division 3 | 59096 | GEN1 | Tesla Inc. | Solar Photovoltaic | 34.7083 | -118.1306 | 1
2025-09 | PJM | Berry Plastics Solar | 59097 | PV1 | MN8 Energy LLC | Solar Photovoltaic | 40.6983 | -75.1519 | 9.8
2025-09 | CISO | Kettering Solar 1 | 59098 | PV1 | Tesla Inc. | Solar Photovoltaic | 34.7003 | -118.1236 | 1
2025-09 | CISO | Kettering Solar 2 | 59099 | PV1 | Tesla Inc. | Solar Photovoltaic | 34.7003 | -118.1236 | 1
2025-09 | SWPP | Springfield Solar 1 LLC | 59110 | 1 | Strata Manager, LLC | Solar Photovoltaic | 37.2464 | -93.1664 | 4.9
2025-09 | PJM | Woodbine Landfill Plant | 59116 | V1021 | Cape May County Municipal | Landfill Gas | 39.2311 | -74.7808 | 1.1
2025-09 | ERCO | Cameron Wind 1 LLC | 59118 | CAM1 | Cameron Wind 1 LLC | Onshore Wind Turbine | 26.1953 | -97.4661 | 165
2025-09 | ERCO | Cameron Wind 1 LLC | 59118 | SABAL | Cameron Wind 1 LLC | Batteries | 26.1953 | -97.4661 | 16.4
2025-09 | ISNE | Acushnet-Braley Road 1 | 59121 | 57449 | CleanCapital Holdings | Solar Photovoltaic | 41.7517 | -70.9706 | 1.9
2025-09 | CISO | Enerparc CA1 LLC | 59122 | ECA11 | Enerparc CA 1, LLC | Solar Photovoltaic | 36.8317 | -121.4042 | 1.5
2025-09 | ISNE | Acushnet- High Hill | 59128 | 57449 | CleanCapital Holdings | Solar Photovoltaic | 41.7144 | -70.9972 | 2.8
2025-09 | CISO | CSD 2- Freedom High | 59129 | 57449 | CleanCapital Holdings | Solar Photovoltaic | 37.9697 | -121.7194 | 0.9
2025-09 | CISO | CSD 2 - Heritage High | 59130 | 57449 | CleanCapital Holdings | Solar Photovoltaic | 37.9219 | -121.7556 | 1.3
2025-09 | ISNE | Dartmouth Landfill | 59131 | 57449 | CleanCapital Holdings | Solar Photovoltaic | 41.5811 | -70.9981 | 1.1
2025-09 | CISO | EAFB - North Base | 59132 | 57449 | CleanCapital Holdings | Solar Photovoltaic | 34.9325 | -117.9072 | 1
2025-09 | CISO | EAFB - South Base | 59133 | 57449 | CleanCapital Holdings | Solar Photovoltaic | 34.9172 | -117.9003 | 1
2025-09 | ISNE | Easton Landfill | 59134 | 57449 | CleanCapital Holdings | Solar Photovoltaic | 42.0103 | -71.0922 | 1.6
2025-09 | ISNE | Ludlow Landfill | 59135 | 57449 | CleanCapital Holdings | Solar Photovoltaic | 42.1822 | -72.5075 | 2.3
2025-09 | ISNE | Methuen Landfill | 59136 | 57449 | CleanCapital Holdings | Solar Photovoltaic | 42.7447 | -71.175 | 1.1
2025-09 | ISNE | Plymouth Site 1 | 59137 | 57449 | CleanCapital Holdings | Solar Photovoltaic | 41.96 | -70.7786 | 4
2025-09 | CISO | SDCCD - Miramar | 59138 | 57449 | CleanCapital Holdings | Solar Photovoltaic | 32.9061 | -117.1214 | 1
2025-09 | CISO | SDCWA - Twin Oaks | 59139 | 57449 | CleanCapital Holdings | Solar Photovoltaic | 33.21 | -117.1706 | 1
2025-09 | ISNE | EDF Lancaster | 59140 | INV-1 | CleanCapital Holdings | Solar Photovoltaic | 42.5292 | -71.6653 | 4.5
2025-09 | ERCO | Freeport LP Pretreatment Facility | 59145 | 65GTG | Freeport LNG Development L.P | Natural Gas Fired Combustion Turbine | 28.9792 | -95.3069 | 87
2025-09 | PJM | Fair Wind | 59147 | 1 | Fair Wind Power Partners, LLC | Onshore Wind Turbine | 39.4046 | -79.2911 | 30
2025-09 | PJM | Green Farm | 59148 | GREEN | Cypress Creek Renewables | Solar Photovoltaic | 35.8317 | -77.2697 | 5
2025-09 | PJM | Simons Farm | 59149 | SIMON | Cypress Creek Renewables | Solar Photovoltaic | 36.3064 | -76.9972 | 5
2025-09 | CISO | RE Mustang LLC | 59150 | BESS1 | MN8 Energy LLC | Batteries | 36.2217 | -119.9031 | 75
2025-09 | CISO | RE Mustang LLC | 59150 | PV1 | MN8 Energy LLC | Solar Photovoltaic | 36.2217 | -119.9031 | 100
2025-09 | PJM | Watson Seed Farm PV1 | 59153 | WAT1 | Strata Manager, LLC | Solar Photovoltaic | 36.1297 | -77.7214 | 20
2025-09 | PJM | Bradley PV1 | 59154 | BRAD1 | Strata Manager, LLC | Solar Photovoltaic | 36.2606 | -77.0764 | 5
2025-09 | PJM | Shawboro PV1 | 59155 | SHAW1 | Duke Energy Renewables Services | Solar Photovoltaic | 36.4333 | -76.0872 | 20
2025-09 | PJM | Bridgeport Disposal Solar Farm | 59166 | BRIDG | Bridgeport Disposal LLC | Solar Photovoltaic | 39.7875 | -75.3508 | 1.2
2025-09 | CISO | Lancaster Solar 1 | 59167 | LS1 | Boralex US Operations LLC | Solar Photovoltaic | 34.715 | -118.095 | 1.5
2025-09 | CISO | Lancaster Solar 2 | 59169 | LS2 | Boralex US Operations LLC | Solar Photovoltaic | 34.7106 | -118.1661 | 1.5
2025-09 | PJM | Jakana Solar | 59170 | 5MWPV | Strata Manager, LLC | Solar Photovoltaic | 35.8753 | -77.0811 | 5
2025-09 | PJM | Windsor Solar | 59171 | 5MWPV | Strata Manager, LLC | Solar Photovoltaic | 36.0169 | -76.8831 | 5
2025-09 | MISO | Belmont | 59172 | PV1 | Marion Solar LLC | Solar Photovoltaic | 39.72 | -86.1931 | 3.8
2025-09 | PJM | Bethel Solar | 59173 | 5MWPV | Strata Manager, LLC | Solar Photovoltaic | 35.7943 | -77.3845 | 5
2025-09 | PJM | Lewiston Solar | 59174 | 5MWPV | Strata Manager, LLC | Solar Photovoltaic | 36.1411 | -77.2111 | 5
2025-09 | PJM | Woodland Solar | 59175 | 5MWPV | Duke Energy Renewables Services | Solar Photovoltaic | 36.3419 | -77.2211 | 5
2025-09 | PJM | Williamston Solar | 59176 | 5MWPV | Strata Manager, LLC | Solar Photovoltaic | 35.8011 | -77.0631 | 5
2025-09 | PJM | Winton Solar | 59177 | 5MWPV | Duke Energy Renewables Services | Solar Photovoltaic | 36.375 | -76.9389 | 5
2025-09 | ISNE | Franklin 1 | 59178 | KRS04 | CD US Solar MT 2 LLC | Solar Photovoltaic | 42.0406 | -71.3936 | 3
2025-09 | ISNE | Franklin 2 | 59179 | KRS05 | CD US Solar MT 2 LLC | Solar Photovoltaic | 42.0542 | -71.3917 | 4
2025-09 | MISO | Marion Solar LNG | 59180 | PV1 | Marion Solar LLC | Solar Photovoltaic | 39.9131 | -86.2381 | 1.5
2025-09 | MISO | AgriReNew | 59181 | 00001 | AgriReNew | Other Waste Biomass | 41.6919 | -90.8664 | 1
2025-09 | CISO | Hesperia | 59182 | 10-94 | SunEdison LLC | Solar Photovoltaic | 34.435 | -117.3781 | 1.5
2025-09 | CISO | CID Solar, LLC | 59183 | PV1 | Onward Energy | Solar Photovoltaic | 36.1381 | -119.5647 | 20
2025-09 | PJM | Jacobstown | 59185 | PV1 | NJR Clean Energy Ventures Corporation | Solar Photovoltaic | 40.0637 | -74.5824 | 5
2025-09 | PJM | West Pemberton | 59186 | PV1 | NJR Clean Energy Ventures Corporation | Solar Photovoltaic | 40.0067 | -74.7303 | 7
2025-09 | SWPP | Beethoven Wind | 59187 | B&H80 | NorthWestern Energy - (SD) | Onshore Wind Turbine | 43.16 | -98.08 | 80
2025-09 | ERCO | Chapman Ranch Wind I | 59193 | CHA1 | Chapman Ranch Wind LLC | Onshore Wind Turbine | 27.5925 | -97.5008 | 236
2025-09 | MISO | Univ Minnesota CHP Plant | 59197 | CTG-1 | University of Minnesota Central Utilities | Natural Gas Fired Combustion Turbine | 44.9786 | -93.2408 | 21
2025-09 | MISO | Border Winds Wind Farm | 59200 | 1 | Northern States Power Co - Minnesota | Onshore Wind Turbine | 48.9647 | -99.6139 | 150
2025-09 | MISO | Pleasant Valley Wind Farm | 59201 | 1 | Northern States Power Co - Minnesota | Onshore Wind Turbine | 43.805 | -92.7697 | 200
2025-09 | CISO | Farmersville | 59203 | PV1 | Arevon Energy, Inc. | Solar Photovoltaic | 36.19 | -119.12 | 1.5
2025-09 | CISO | Farmersville | 59203 | PV2 | Arevon Energy, Inc. | Solar Photovoltaic | 36.19 | -119.12 | 1.5
2025-09 | CISO | Farmersville | 59203 | PV3 | Arevon Energy, Inc. | Solar Photovoltaic | 36.19 | -119.12 | 1.5
2025-09 | ERCO | OCI Alamo 3 LLC | 59204 | OCIA3 | RWE Clean Energy | Solar Photovoltaic | 29.4792 | -98.2972 | 5.5
2025-09 | ERCO | OCI Alamo 5 LLC | 59205 | OCIA5 | RWE Clean Energy | Solar Photovoltaic | 29.2167 | -99.7161 | 100
2025-09 | ERCO | Alamo 6 | 59206 | OCIA6 | BHE Renewables, LLC | Solar Photovoltaic | 30.9931 | -102.2708 | 105
2025-09 | ERCO | OCI Alamo 7 LLC | 59207 | OCIA7 | RWE Clean Energy | Solar Photovoltaic | 33.04 | -99.5525 | 100
2025-09 | CISO | Porterville 6 and 7 | 59219 | PV1 | Arevon Energy, Inc. | Solar Photovoltaic | 36.05 | -119.02 | 1.5
2025-09 | CISO | Porterville 6 and 7 | 59219 | PV2 | Arevon Energy, Inc. | Solar Photovoltaic | 36.05 | -119.02 | 1.5
2025-09 | PJM | Wildcat Point Generation Facility | 59220 | CT1 | Old Dominion Electric Coop | Natural Gas Fired Combined Cycle | 39.7194 | -76.1616 | 310.3
2025-09 | PJM | Wildcat Point Generation Facility | 59220 | CT2 | Old Dominion Electric Coop | Natural Gas Fired Combined Cycle | 39.7194 | -76.1616 | 310.3
2025-09 | PJM | Wildcat Point Generation Facility | 59220 | ST1 | Old Dominion Electric Coop | Natural Gas Fired Combined Cycle | 39.7194 | -76.1616 | 493
2025-09 | ISNE | Passadumkeag Windpark LLC | 59222 | Q357 | Southern Power Co | Onshore Wind Turbine | 45.07 | -68.21 | 42.9
2025-09 | MISO | Optimum Wind 5 LLC | 59223 | WT1 | Novis Renewables, LLC | Onshore Wind Turbine | 42.014 | -93.5181 | 3
2025-09 | MISO | Optimum Wind 6 LLC | 59224 | WT1 | Novis Renewables, LLC | Onshore Wind Turbine | 42.0069 | -93.5236 | 3
2025-09 | MISO | Optimum Wind 7 LLC | 59225 | WT1 | Novis Renewables, LLC | Onshore Wind Turbine | 42.0283 | -93.4303 | 3
2025-09 | MISO | Optimum Wind 4 LLC | 59226 | WT1 | Novis Renewables, LLC | Onshore Wind Turbine | 42.0164 | -93.5158 | 3
2025-09 | MISO | Optimum Wind 3 LLC | 59227 | WT1 | Novis Renewables, LLC | Onshore Wind Turbine | 42.0192 | -93.5136 | 3
2025-09 | MISO | Leonardo Wind 1 LLC | 59228 | WT1 | Novis Renewables, LLC | Onshore Wind Turbine | 42.4981 | -93.3678 | 3
2025-09 | MISO | Venus Wind 3 LLC | 59230 | WT1 | Novis Renewables, LLC | Onshore Wind Turbine | 41.7419 | -92.6722 | 3
2025-09 | MISO | Michelangelo Wind 1 LLC | 59231 | WT1 | Novis Renewables, LLC | Onshore Wind Turbine | 41.881 | -93.6231 | 3
2025-09 | MISO | Michelangelo Wind 4 LLC | 59232 | WT1 | Novis Renewables, LLC | Onshore Wind Turbine | 41.978 | -93.7006 | 3
2025-09 | SWPP | Arbuckle Mountain Wind Farm LLC | 59234 | GEN1 | Arbuckle Mountain Wind Farm LLC | Onshore Wind Turbine | 34.3869 | -97.1369 | 100
2025-09 | CISO | Rising Tree Wind Farm II | 59235 | GEN1 | Rising Tree Wind Farm II LLC | Onshore Wind Turbine | 35.0889 | -118.2064 | 19.8
2025-09 | CISO | Rising Tree Wind Farm III | 59236 | GEN1 | Rising Tree Wind Farm III LLC | Onshore Wind Turbine | 35.0606 | -118.2433 | 99
2025-09 | CISO | Lone Valley Solar Park II LLC | 59237 | CPII | Lone Valley Solar Park II LLC | Solar Photovoltaic | 34.4083 | -116.8625 | 20
2025-09 | ERCO | Windthorst-2 | 59238 | WND2 | EDF Renewable Asset Holdings, Inc. | Onshore Wind Turbine | 33.4953 | -98.5 | 67.6
2025-09 | ISNE | Brockelman | 59241 | BROCK | Integrys MA Solar, LLC | Solar Photovoltaic | 42.4814 | -71.7169 | 3
2025-09 | ISNE | Beverly | 59242 | BVRLY | Integrys MA Solar, LLC | Solar Photovoltaic | 42.59 | -70.9119 | 2
2025-09 | SWPP | Lorenzo Wind | 59244 | FIBE1 | Lorenzo Wind, LLC | Onshore Wind Turbine | 33.6992 | -101.5247 | 80
2025-09 | ERCO | Fluvanna | 59245 | FLUV1 | TC Energy | Onshore Wind Turbine | 32.9319 | -101.1436 | 155.4
2025-09 | ERCO | Goodnight | 59246 | GOOD1 | FGE Goodnight I, LLC | Onshore Wind Turbine | 35.0939 | -101.3261 | 265.5
2025-09 | SWPP | Hale Community Wind Farm | 59247 | HALE1 | Southwestern Public Service Co | Onshore Wind Turbine | 33.9278 | -101.7422 | 478
2025-09 | PJM | CCMUA | 59248 | CCMUA | Camden Solar Center, LLC | Solar Photovoltaic | 39.9231 | -75.1275 | 1.5
2025-09 | CISO | Rio Bravo Solar 1 LLC | 59249 | PV1 | Duke Energy Renewables Services | Solar Photovoltaic | 35.4161 | -119.6825 | 20
2025-09 | CISO | Rio Bravo Solar II LLC | 59250 | PV1 | Duke Energy Renewables Services | Solar Photovoltaic | 35.4225 | -119.6292 | 20
2025-09 | SWPP | Caprock Solar 1 LLC | 59251 | PV1 | Duke Energy Renewables Services | Solar Photovoltaic | 34.9828 | -103.3783 | 25
2025-09 | CISO | Wildwood Solar II | 59253 | PV1 | Duke Energy Renewables Services | Solar Photovoltaic | 35.63 | -119.5739 | 15
2025-09 | ISNE | Johnston LFG Turbine Plant | 59254 | GENS1 | Rhode Island LFG Genco | Landfill Gas | 41.8033 | -71.5233 | 10.5
2025-09 | ISNE | Johnston LFG Turbine Plant | 59254 | GENT1 | Rhode Island LFG Genco | Landfill Gas | 41.8033 | -71.5233 | 6.3
2025-09 | ISNE | Johnston LFG Turbine Plant | 59254 | GENT2 | Rhode Island LFG Genco | Landfill Gas | 41.8033 | -71.5233 | 6.3
2025-09 | ISNE | Johnston LFG Turbine Plant | 59254 | GENT3 | Rhode Island LFG Genco | Landfill Gas | 41.8033 | -71.5233 | 6.3
2025-09 | ISNE | Johnston LFG Turbine Plant | 59254 | GENT4 | Rhode Island LFG Genco | Landfill Gas | 41.8033 | -71.5233 | 6.3
2025-09 | MISO | Hidden View Dairy, LLC | 59260 | HV3 | Hidden View Dairy, LLC | Natural Gas Internal Combustion Engine | 41.0328 | -87.0725 | 1
2025-09 | CISO | Lancaster Little Rock | 59262 | LLRC | AES Distributed Energy | Solar Photovoltaic | 34.5994 | -117.9328 | 5
2025-09 | CISO | Merced Solar LLC | 59265 | PV8 | Ecos Energy LLC | Solar Photovoltaic | 37.2678 | -120.4844 | 1.5
2025-09 | CISO | Mission Solar LLC | 59267 | PV9 | Ecos Energy LLC | Solar Photovoltaic | 37.2678 | -120.4825 | 1.5
2025-09 | CISO | Hollister Solar LLC | 59268 | PV10 | Ecos Energy LLC | Solar Photovoltaic | 36.8625 | -121.4289 | 1.5
2025-09 | CISO | Victor Mesa Linda B2 | 59269 | VMLB2 | AES Distributed Energy | Solar Photovoltaic | 34.5128 | -117.3872 | 1.5
2025-09 | CISO | Victor Mesa Linda C2 | 59270 | VMLC2 | AES Distributed Energy | Solar Photovoltaic | 34.5114 | -117.3872 | 1.5
2025-09 | CISO | Victor Mesa Linda D2 | 59271 | VMLD2 | AES Distributed Energy | Solar Photovoltaic | 34.5094 | -117.3872 | 1.5
2025-09 | CISO | Victor Mesa Linda E2 | 59272 | VMLE2 | AES Distributed Energy | Solar Photovoltaic | 34.5081 | -117.3872 | 1.5
2025-09 | CISO | SEPV Palmdale East | 59273 | PALME | AES Distributed Energy | Solar Photovoltaic | 34.6131 | -117.9389 | 10
2025-09 | NYIS | Sutter Greenworks LLC | 59274 | SUTTG | AES Distributed Energy | Solar Photovoltaic | 40.9281 | -72.7711 | 5
2025-09 | NYIS | Sterlington Greenworks LLC | 59275 | STERG | AES Distributed Energy | Solar Photovoltaic | 41.0675 | -72.4403 | 1.3
2025-09 | NYIS | Leavenworth Greenworks LLC | 59276 | LEAVG | AES Distributed Energy | Solar Photovoltaic | 40.9253 | -72.7633 | 9.5
2025-09 | PJM | Medford WWTP | 59277 | MED1 | NJR Clean Energy Ventures Corporation | Solar Photovoltaic | 39.9222 | -74.8067 | 1.3
2025-09 | PJM | Reeves South | 59278 | REEV1 | NJR Clean Energy Ventures Corporation | Solar Photovoltaic | 39.9267 | -74.8136 | 1
2025-09 | CISO | Life Technologies - Pleasanton | 59279 | LFT01 | Bloom Energy | Other Natural Gas | 37.6439 | -121.8842 | 1.1
2025-09 | CISO | Kellogg's - San Jose | 59280 | KLG00 | Bloom Energy | Other Natural Gas | 37.3564 | -121.8719 | 1.1
2025-09 | CISO | California PV Energy at ISD WWTP | 59283 | W4236 | California PV Energy LLC | Solar Photovoltaic | 38.0011 | -121.7039 | 1
2025-09 | SWPP | Mammoth Plains | 59284 | GE1.7 | Mammoth Plains Wind Project | Onshore Wind Turbine | 35.9789 | -98.7103 | 226.1
2025-09 | SWPP | Rattlesnake Creek Wind Project | 59292 | RCWP | Rattlesnake Creek Wind Project, LLC | Onshore Wind Turbine | 42.375 | -96.829 | 318.1
2025-09 | ISNE | WED NK Green | 59295 | NKG1 | WED NK Green LLC | Onshore Wind Turbine | 41.5817 | -71.4867 | 1.5
2025-09 | PJM | Northwest Ohio Wind | 59296 | NWO-B | Northwest Ohio Wind, LLC | Batteries | 41.0169 | -84.5936 | 0.8
2025-09 | PJM | Northwest Ohio Wind | 59296 | NWO-S | Northwest Ohio Wind, LLC | Solar Photovoltaic | 41.0169 | -84.5936 | 4
2025-09 | PJM | Northwest Ohio Wind | 59296 | NWOH1 | Northwest Ohio Wind, LLC | Onshore Wind Turbine | 41.0169 | -84.5936 | 105
2025-09 | PJM | Carrier Clinic | 59297 | CARRI | Sunlight General Solar Fund II, LLC | Solar Photovoltaic | 40.47 | -74.685 | 1.5
2025-09 | CISO | Waste Mangement Redwood LFGTE | 59299 | RED1 | WM Renewable Energy LLC | Landfill Gas | 38.1608 | -122.565 | 2
2025-09 | CISO | Waste Mangement Redwood LFGTE | 59299 | RED2 | WM Renewable Energy LLC | Landfill Gas | 38.1608 | -122.565 | 2
2025-09 | CISO | Hanford 1 and 2 | 59300 | HAN1 | Arevon Energy, Inc. | Solar Photovoltaic | 36.3067 | -119.6292 | 1.5
2025-09 | CISO | Hanford 1 and 2 | 59300 | HAN2 | Arevon Energy, Inc. | Solar Photovoltaic | 36.3067 | -119.6292 | 1.5
2025-09 | ISNE | WED Coventry 1 | 59301 | WEDC1 | WED Coventry One, LLC | Onshore Wind Turbine | 41.6758 | -71.7075 | 1.5
2025-09 | ISNE | WED Coventry 2 | 59302 | COV2 | WED Coventry Two, LLC | Onshore Wind Turbine | 41.6725 | -71.7058 | 1.5
2025-09 | ISNE | WED Coventry 2 | 59302 | COV2A | WED Coventry Two, LLC | Onshore Wind Turbine | 41.6725 | -71.7058 | 1.5
2025-09 | ISNE | WED Coventry 2 | 59302 | COV2B | WED Coventry Two, LLC | Onshore Wind Turbine | 41.6725 | -71.7058 | 1.5
2025-09 | ISNE | WED Coventry 3 | 59305 | WEDC3 | WED Coventry Three, LLC | Onshore Wind Turbine | 41.6956 | -71.7208 | 1.5
2025-09 | ISNE | WED Coventry 4 | 59306 | WEDC4 | WED Coventry Four, LLC | Onshore Wind Turbine | 41.6864 | -71.7283 | 1.5
2025-09 | SWPP | Seiling Wind I | 59311 | SEIL1 | NextEra Energy Seiling Wind | Onshore Wind Turbine | 36.1225 | -98.9922 | 199
2025-09 | SWPP | Seiling Wind II | 59312 | SEIL2 | NextEra Energy Seiling Wind | Onshore Wind Turbine | 36.1225 | -98.9922 | 98.6
2025-09 | ISNE | WED Coventry 5 | 59313 | COV5 | Greenbacker Renewable Energy Corporation | Onshore Wind Turbine | 41.6597 | -71.6997 | 1.5
2025-09 | ISNE | WED Coventry 6 | 59314 | COV6 | Greenbacker Renewable Energy Corporation | Onshore Wind Turbine | 41.6697 | -71.7083 | 1.5
2025-09 | ISNE | WED Coventry 6 | 59314 | COV6A | Greenbacker Renewable Energy Corporation | Onshore Wind Turbine | 41.6697 | -71.7083 | 1.5
2025-09 | ISNE | WED Coventry 6 | 59314 | COV6B | Greenbacker Renewable Energy Corporation | Onshore Wind Turbine | 41.6697 | -71.7083 | 1.5
2025-09 | PJM | North Run | 59318 | NRUN1 | NJR Clean Energy Ventures Corporation | Solar Photovoltaic | 40.0696 | -74.5848 | 5
2025-09 | PJM | Rock Solid | 59319 | ROCK1 | NJR Clean Energy Ventures Corporation | Solar Photovoltaic | 40.2297 | -74.2258 | 8
2025-09 | ERCO | Los Vientos Windpower III | 59320 | GEN1 | Duke Energy Renewables Services | Onshore Wind Turbine | 26.3886 | -98.8061 | 200
2025-09 | ERCO | Los Vientos Windpower IV | 59321 | GEN1 | Duke Energy Renewables Services | Onshore Wind Turbine | 26.3806 | -98.8183 | 200
2025-09 | CISO | Pumpjack Solar I | 59322 | GEN1 | Duke Energy Renewables Services | Solar Photovoltaic | 35.3056 | -119.6225 | 20
2025-09 | PJM | MCCo Solar Generating Facility | 59324 | MCCO1 | The Medical Center Company | Solar Photovoltaic | 41.5164 | -81.5972 | 1
2025-09 | PJM | Middletown Energy Center | 59326 | MEC1 | Ohio Power Partners, LLC | Natural Gas Fired Combined Cycle | 39.465 | -84.3478 | 310.2
2025-09 | PJM | Middletown Energy Center | 59326 | MEC2 | Ohio Power Partners, LLC | Natural Gas Fired Combined Cycle | 39.465 | -84.3478 | 233.7
2025-09 | PJM | Marlboro Mushrooms Solar Field | 59327 | GEN1 | Marlboro Mushroom | Solar Photovoltaic | 39.8828 | -75.8294 | 1
2025-09 | CISO | Golden Acorn Casino | 59328 | GAC1 | Foundation HA Energy Generation, LLC | Onshore Wind Turbine | 32.7021 | -116.3546 | 1
2025-09 | CISO | City of Soledad Water Reclamation | 59329 | SOL1 | Foundation HA Energy Generation, LLC | Onshore Wind Turbine | 36.4211 | -121.3403 | 1
2025-09 | CISO | Taylor Farms | 59330 | TAY1 | Foundation HA Energy Generation, LLC | Onshore Wind Turbine | 36.505 | -121.4517 | 1
2025-09 | CISO | Anheuser-Busch #2 | 59331 | ANB2 | Foundation HA Energy Generation, LLC | Onshore Wind Turbine | 38.2336 | -122.0925 | 1.6
2025-09 | ERCO | Mesquite Creek Wind | 59332 | MSCRK | Duke Energy Renewables Services | Onshore Wind Turbine | 32.7 | -101.7411 | 211.2
2025-09 | CISO | Catalina Solar 2, LLC | 59334 | INV-1 | Onward Energy | Solar Photovoltaic | 34.8122 | -118.3528 | 18
2025-09 | CISO | Quinto Solar PV Project | 59339 | SSC13 | Arevon Energy, Inc. | Solar Photovoltaic | 37.1303 | -121.0522 | 108
2025-09 | ISNE | Devens | 59358 | MA2 | Altus Power America Management, LLC | Solar Photovoltaic | 42.5592 | -71.6259 | 3
2025-09 | CISO | SCE-Snowline-Duncan Road (North) | 59359 | 10400 | SunEdison LLC | Solar Photovoltaic | 34.4739 | -117.5628 | 1.5
2025-09 | CISO | SCE-Snowline-Duncan Road (South) | 59360 | 11113 | SunEdison LLC | Solar Photovoltaic | 34.4714 | -117.5622 | 1
2025-09 | ISNE | Browne Solar LLC | 59361 | PV1 | CVI CleanCapital Solar 1 LLC | Solar Photovoltaic | 42.2008 | -72.3222 | 1
2025-09 | ISNE | Indian Hill Solar LLC | 59362 | PV1 | CVI CleanCapital Solar 1 LLC | Solar Photovoltaic | 42.2008 | -72.3222 | 1
2025-09 | ISNE | State Street Solar LLC | 59363 | PV1 | CVI CleanCapital Solar 1 LLC | Solar Photovoltaic | 42.2008 | -72.3222 | 1
2025-09 | PJM | Plainfield One Solar LLC | 59364 | PV1 | SunRay Power LLC | Solar Photovoltaic | 40.605 | -74.4394 | 1.3
2025-09 | PJM | 24 Applegate Solar LLC | 59365 | PV1 | Altus Power America Management, LLC | Solar Photovoltaic | 40.2058 | -74.5797 | 2.6
2025-09 | PJM | G&S Wantage Solar LLC | 59366 | PV1 | G&S Operations LLC | Solar Photovoltaic | 41.1892 | -74.5917 | 8.5
2025-09 | PJM | Engelhard Solar LLC | 59367 | PV1 | SunRay Power LLC | Solar Photovoltaic | 40.33 | -74.4625 | 0.8
2025-09 | ISNE | Westborough Solar LLC | 59368 | PV1 | SunRay Power LLC | Solar Photovoltaic | 42.2633 | -71.6092 | 1.8
2025-09 | PJM | 4 Applegate Solar LLC | 59370 | PV1 | G&S Operations LLC | Solar Photovoltaic | 40.1964 | -74.5836 | 1.4
2025-09 | PJM | 12 Applegate Solar LLC | 59371 | PV1 | G&S Operations LLC | Solar Photovoltaic | 40.2003 | -74.5761 | 1.5
2025-09 | PJM | Broshco Fabricated Products | 59373 | 1 | Broshco Fabricated Products | Natural Gas Fired Combustion Turbine | 40.7761 | -82.5686 | 1.2
2025-09 | PJM | Broshco Fabricated Products | 59373 | 2 | Broshco Fabricated Products | Natural Gas Fired Combustion Turbine | 40.7761 | -82.5686 | 1.2
2025-09 | PJM | Broshco Fabricated Products | 59373 | 3 | Broshco Fabricated Products | Natural Gas Fired Combustion Turbine | 40.7761 | -82.5686 | 1.2
2025-09 | PJM | Broshco Fabricated Products | 59373 | 4 | Broshco Fabricated Products | Natural Gas Fired Combustion Turbine | 40.7761 | -82.5686 | 1.1
2025-09 | MISO | Wapsie Valley Creamery Back Up Generator | 59379 | 1 | Wapsie Valley Creamery | Petroleum Liquids | 42.4778 | -91.8911 | 1.8
2025-09 | CISO | Wildwood Solar I, LLC | 59380 | WLD1 | Duke Energy Renewables Services | Solar Photovoltaic | 35.6158 | -119.5783 | 19.5
2025-09 | ERCO | The Methodist Hospital, Gas Turbine | 59381 | GT-1 | The Methodist Hospital | Natural Gas Fired Combustion Turbine | 29.7094 | -95.4003 | 5
2025-09 | SWPP | East Kansas Agri-Energy, LLC | 59383 | KATO | East Kansas Agri-Energy, LLC | All Other | 38.2725 | -95.2403 | 2
2025-09 | ERCO | South Plains Wind Phase I | 59384 | 1 | Evergreen Wind, LLC | Onshore Wind Turbine | 34.0806 | -101.3236 | 200
2025-09 | ISNE | True North | 59390 | TNE1 | CD US Solar MT1 LLC | Solar Photovoltaic | 42.8475 | -70.8983 | 4.8
2025-09 | ERCO | Red Gate Power Plant | 59391 | ENG01 | South Texas Electric Coop, Inc | Natural Gas Internal Combustion Engine | 26.4511 | -98.1775 | 18.7
2025-09 | ERCO | Red Gate Power Plant | 59391 | ENG02 | South Texas Electric Coop, Inc | Natural Gas Internal Combustion Engine | 26.4511 | -98.1775 | 18.7
2025-09 | ERCO | Red Gate Power Plant | 59391 | ENG03 | South Texas Electric Coop, Inc | Natural Gas Internal Combustion Engine | 26.4511 | -98.1775 | 18.7
2025-09 | ERCO | Red Gate Power Plant | 59391 | ENG04 | South Texas Electric Coop, Inc | Natural Gas Internal Combustion Engine | 26.4511 | -98.1775 | 18.7
2025-09 | ERCO | Red Gate Power Plant | 59391 | ENG05 | South Texas Electric Coop, Inc | Natural Gas Internal Combustion Engine | 26.4511 | -98.1775 | 18.7
2025-09 | ERCO | Red Gate Power Plant | 59391 | ENG06 | South Texas Electric Coop, Inc | Natural Gas Internal Combustion Engine | 26.4511 | -98.1775 | 18.7
2025-09 | ERCO | Red Gate Power Plant | 59391 | ENG07 | South Texas Electric Coop, Inc | Natural Gas Internal Combustion Engine | 26.4511 | -98.1775 | 18.7
2025-09 | ERCO | Red Gate Power Plant | 59391 | ENG08 | South Texas Electric Coop, Inc | Natural Gas Internal Combustion Engine | 26.4511 | -98.1775 | 18.7
2025-09 | ERCO | Red Gate Power Plant | 59391 | ENG09 | South Texas Electric Coop, Inc | Natural Gas Internal Combustion Engine | 26.4511 | -98.1775 | 18.7
2025-09 | ERCO | Red Gate Power Plant | 59391 | ENG10 | South Texas Electric Coop, Inc | Natural Gas Internal Combustion Engine | 26.4511 | -98.1775 | 18.7
2025-09 | ERCO | Red Gate Power Plant | 59391 | ENG11 | South Texas Electric Coop, Inc | Natural Gas Internal Combustion Engine | 26.4511 | -98.1775 | 18.7
2025-09 | ERCO | Red Gate Power Plant | 59391 | ENG12 | South Texas Electric Coop, Inc | Natural Gas Internal Combustion Engine | 26.4511 | -98.1775 | 18.7
2025-09 | PJM | Blue Ridge Generating | 59392 | GEN1 | North American Biofuels, LLC | Landfill Gas | 37.7411 | -83.9889 | 1.6
2025-09 | ISNE | Grafton Solar | 59394 | KRS03 | CD US Solar MT 2 LLC | Solar Photovoltaic | 42.1992 | -71.6792 | 1.5
2025-09 | CISO | City of Tulare Water Facility | 59395 | MM26 | City of Tulare Water Pollution Control | Other Natural Gas | 36.185 | -119.375 | 2.8
2025-09 | CISO | City of Tulare Water Facility | 59395 | MM27 | City of Tulare Water Pollution Control | Other Waste Biomass | 36.185 | -119.375 | 3
2025-09 | CISO | City of Tulare Water Facility | 59395 | SC500 | City of Tulare Water Pollution Control | Solar Photovoltaic | 36.185 | -119.375 | 1
2025-09 | CISO | City of Tulare Water Facility | 59395 | SOLAR | City of Tulare Water Pollution Control | Solar Photovoltaic | 36.185 | -119.375 | 2.4
2025-09 | ISNE | Shaffer | 59396 | SHF01 | CD US Solar MT3, LLC | Solar Photovoltaic | 42.5942 | -71.2494 | 5
2025-09 | CISO | Diamond Valley Solar Project | 59405 | PV11 | Ecos Energy LLC | Solar Photovoltaic | 33.7131 | -117.0725 | 1.3
2025-09 | CISO | Shafter Solar LLC | 59408 | 1 | Shafter Solar LLC | Solar Photovoltaic | 35.3933 | -119.1278 | 20
2025-09 | CISO | Madelyn Solar, LLC | 59409 | SNL17 | CD US Solar PO 3, LLC | Solar Photovoltaic | 34.7683 | -117.3236 | 1
2025-09 | CISO | Rudy Solar, LLC | 59410 | SNL19 | CD US Solar PO 3, LLC | Solar Photovoltaic | 34.7664 | -117.3236 | 1.5
2025-09 | CISO | Mitchell Solar, LLC | 59411 | SNL18 | CD US Solar PO 3, LLC | Solar Photovoltaic | 34.765 | -117.3236 | 1.5
2025-09 | CISO | Algonquin SKIC20 Solar LLC | 59412 | SKI20 | Algonquin Power Co | Solar Photovoltaic | 35.1261 | -119.2433 | 20
2025-09 | CISO | Corcoran Solar 2 | 59413 | C2CA | RWE Clean Energy | Solar Photovoltaic | 36.1419 | -119.5817 | 19.8
2025-09 | CISO | Atwell Island West Solar | 59414 | AWCA | RWE Clean Energy | Solar Photovoltaic | 35.815 | -119.4597 | 20
2025-09 | ISNE | Backus Microgrid Project | 59415 | BMP1 | Connecticut Mun Elec Engy Coop | Petroleum Liquids | 41.5428 | -72.0936 | 2.6
2025-09 | ISNE | Backus Microgrid Project | 59415 | BMP2 | Connecticut Mun Elec Engy Coop | Petroleum Liquids | 41.5428 | -72.0936 | 2.6
2025-09 | ISNE | Backus Microgrid Project | 59415 | BMP3 | Connecticut Mun Elec Engy Coop | Petroleum Liquids | 41.5428 | -72.0936 | 2.6
2025-09 | ISNE | Backus Microgrid Project | 59415 | BMP4 | Connecticut Mun Elec Engy Coop | Petroleum Liquids | 41.5428 | -72.0936 | 2.6
2025-09 | CISO | Anaheim Solar Energy Plant | 59416 | PV1 | Anaheim Public Utilities | Solar Photovoltaic | 33.8025 | -117.9197 | 2.1
2025-09 | SWPP | Pleasant Hill Wind Energy Project | 59417 | WT1 | Pleasant Hill Wind Energy LLC | Onshore Wind Turbine | 33.7389 | -101.485 | 20
2025-09 | CISO | SCE-Snowline-White Road (South) | 59421 | 11111 | SunEdison LLC | Solar Photovoltaic | 34.4131 | -117.4708 | 1.5
2025-09 | CISO | SCE-Snowline-White Road (North) | 59422 | 10401 | SunEdison LLC | Solar Photovoltaic | 34.4175 | -117.4697 | 1.5
2025-09 | CISO | SCE-Snowline-White Rd (Central) | 59423 | 10402 | SunEdison LLC | Solar Photovoltaic | 34.4153 | -117.47 | 1.5
2025-09 | MISO | IND Solar Farm (Phase IIA) | 59424 | IND2A | Terraform Arcadia | Solar Photovoltaic | 39.6947 | -86.3217 | 7.5
2025-09 | MISO | Zimmerman Energy | 59425 | ZE#4 | Landfill Energy Systems | Landfill Gas | 41.2378 | -86.2461 | 1.6
2025-09 | MISO | Zimmerman Energy | 59425 | ZE-#1 | Landfill Energy Systems | Landfill Gas | 41.2378 | -86.2461 | 2
2025-09 | MISO | Zimmerman Energy | 59425 | ZE-#2 | Landfill Energy Systems | Landfill Gas | 41.2378 | -86.2461 | 2
2025-09 | MISO | Zimmerman Energy | 59425 | ZE-#3 | Landfill Energy Systems | Landfill Gas | 41.2378 | -86.2461 | 2
2025-09 | PJM | GKS Solar | 59426 | GKS1 | Cypress Creek Renewables | Solar Photovoltaic | 36.2483 | -76.5019 | 5
2025-09 | PJM | Two Mile Solar | 59427 | TMS1 | Cypress Creek Renewables | Solar Photovoltaic | 36.2231 | -76.4619 | 5
2025-09 | CISO | Baker Creek Hydroelectric | 59428 | GENE1 | Baker Station Associates, LP | Conventional Hydroelectric | 40.5264 | -123.7256 | 1.4
2025-09 | CISO | Baker Creek Hydroelectric | 59428 | GENE2 | Baker Station Associates, LP | Conventional Hydroelectric | 40.5264 | -123.7256 | 0.1
2025-09 | PJM | Downs Farm Solar | 59429 | DOWN1 | Cypress Creek Renewables | Solar Photovoltaic | 36.3619 | -76.9169 | 5
2025-09 | CISO | Sierra Solar Greenworks | 59431 | SSG1 | AES Distributed Energy | Solar Photovoltaic | 34.7036 | -118.3342 | 20
2025-09 | MISO | Duke Building 87 | 59432 | DUK87 | Concord New Energy | Solar Photovoltaic | 39.8908 | -86.2556 | 2.7
2025-09 | MISO | Duke Building 98 | 59433 | DUK98 | Concord New Energy | Solar Photovoltaic | 39.9047 | -86.26 | 2.7
2025-09 | MISO | Duke Building 129 | 59434 | DU129 | Concord New Energy | Solar Photovoltaic | 39.9108 | -86.2453 | 3.4
2025-09 | SWPP | Oak Tree Energy | 59435 | OTE14 | RWE Clean Energy | Onshore Wind Turbine | 44.9333 | -97.7414 | 19.5
2025-09 | MISO | Lennon Generating | 59436 | 10 | North American Natural Res | Landfill Gas | 42.9817 | -83.9794 | 1.6
2025-09 | MISO | Lennon Generating | 59436 | 7 | North American Natural Res | Landfill Gas | 42.9817 | -83.9794 | 1.6
2025-09 | MISO | Lennon Generating | 59436 | 8 | North American Natural Res | Landfill Gas | 42.9817 | -83.9794 | 1.6
2025-09 | MISO | Lennon Generating | 59436 | 9 | North American Natural Res | Landfill Gas | 42.9817 | -83.9794 | 1.6
2025-09 | ISNE | Stillwater B | 59437 | SWB-1 | Brookfield Black Bear Hydro, LLC | Conventional Hydroelectric | 44.9127 | -68.6838 | 0.8
2025-09 | ISNE | Stillwater B | 59437 | SWB-2 | Brookfield Black Bear Hydro, LLC | Conventional Hydroelectric | 44.9127 | -68.6838 | 0.8
2025-09 | ISNE | Stillwater B | 59437 | SWB-3 | Brookfield Black Bear Hydro, LLC | Conventional Hydroelectric | 44.9127 | -68.6838 | 0.8
2025-09 | ISNE | Orono B | 59438 | ORB-1 | Brookfield Black Bear Hydro, LLC | Conventional Hydroelectric | 44.8844 | -68.6639 | 1.3
2025-09 | ISNE | Orono B | 59438 | ORB-2 | Brookfield Black Bear Hydro, LLC | Conventional Hydroelectric | 44.8844 | -68.6639 | 1.3
2025-09 | ISNE | Orono B | 59438 | ORB-3 | Brookfield Black Bear Hydro, LLC | Conventional Hydroelectric | 44.8844 | -68.6639 | 1.3
2025-09 | CISO | Adelanto Solar II, LLC | 59440 | SAS | Adelanto Solar II, LLC | Solar Photovoltaic | 34.5572 | -117.3775 | 7
2025-09 | CISO | Adelanto Solar, LLC | 59441 | SAS | Adelanto Solar, LLC | Solar Photovoltaic | 34.5572 | -117.3775 | 20
2025-09 | ERCO | Logans Gap Wind LLC | 59442 | 1 | Pattern Operators LP | Onshore Wind Turbine | 31.8225 | -98.6906 | 200.1
2025-09 | CISO | TA-Acacia, LLC | 59443 | WAS1 | Onward Energy | Solar Photovoltaic | 34.6892 | -118.3247 | 20
2025-09 | ISNE | St. Albans SPEED Project | 59445 | PV1 | St. Albans Solar Partners, LLC | Solar Photovoltaic | 44.7878 | -73.0886 | 2
2025-09 | PJM | Cranbury | 59446 | CRANB | RE Cranbury Solar 1, LLC | Solar Photovoltaic | 40.3147 | -74.4992 | 5
2025-09 | MISO | Waxdale | 59448 | CGEN1 | S.C. Johnson & Son, Inc. | Landfill Gas | 42.7094 | -87.8853 | 3.5
2025-09 | MISO | Waxdale | 59448 | CGEN2 | S.C. Johnson & Son, Inc. | Natural Gas Fired Combustion Turbine | 42.7094 | -87.8853 | 3.5
2025-09 | MISO | Waxdale | 59448 | SITEA | S.C. Johnson & Son, Inc. | Solar Photovoltaic | 42.7094 | -87.8853 | 1.3
2025-09 | MISO | Waxdale | 59448 | SITEB | S.C. Johnson & Son, Inc. | Solar Photovoltaic | 42.7094 | -87.8853 | 0.4
2025-09 | MISO | Waxdale | 59448 | SITEC | S.C. Johnson & Son, Inc. | Solar Photovoltaic | 42.7094 | -87.8853 | 0.4
2025-09 | MISO | Waxdale | 59448 | WEC01 | S.C. Johnson & Son, Inc. | Onshore Wind Turbine | 42.7094 | -87.8853 | 1.5
2025-09 | MISO | Waxdale | 59448 | WEC02 | S.C. Johnson & Son, Inc. | Onshore Wind Turbine | 42.7094 | -87.8853 | 1.5
2025-09 | MISO | East. Michigan Univ. Heating Plant | 59452 | COGN2 | East. Michigan Univ. Heating Plant | Natural Gas Fired Combustion Turbine | 42.2489 | -83.6289 | 7.8
2025-09 | NYIS | Albany Medical Ctr Cogen Plant | 59453 | GTG1B | Albany Medical Center | Natural Gas Fired Combustion Turbine | 42.655 | -73.7777 | 4.1
2025-09 | CISO | Q Plant | 59457 | Q-TG1 | Qualcomm Incorporated | Natural Gas Fired Combustion Turbine | 32.9042 | -117.2011 | 4.6
2025-09 | CISO | W Plant | 59458 | W-TG1 | Qualcomm Incorporated | Natural Gas Fired Combustion Turbine | 32.9033 | -117.1956 | 4.6
2025-09 | CISO | Bowerman Power LFG, LLC | 59461 | GEN01 | Bowerman Power LFG, LLC | Landfill Gas | 33.7189 | -117.7022 | 3.4
2025-09 | CISO | Bowerman Power LFG, LLC | 59461 | GEN02 | Bowerman Power LFG, LLC | Landfill Gas | 33.7189 | -117.7022 | 3.4
2025-09 | CISO | Bowerman Power LFG, LLC | 59461 | GEN03 | Bowerman Power LFG, LLC | Landfill Gas | 33.7189 | -117.7022 | 3.4
2025-09 | CISO | Bowerman Power LFG, LLC | 59461 | GEN04 | Bowerman Power LFG, LLC | Landfill Gas | 33.7189 | -117.7022 | 3.4
2025-09 | CISO | Bowerman Power LFG, LLC | 59461 | GEN05 | Bowerman Power LFG, LLC | Landfill Gas | 33.7189 | -117.7022 | 3.4
2025-09 | CISO | Bowerman Power LFG, LLC | 59461 | GEN06 | Bowerman Power LFG, LLC | Landfill Gas | 33.7189 | -117.7022 | 3.4
2025-09 | CISO | Bowerman Power LFG, LLC | 59461 | GEN07 | Bowerman Power LFG, LLC | Landfill Gas | 33.7189 | -117.7022 | 3.4
2025-09 | SWPP | Denver Intl Airport IV Solar | 59462 | DIA4 | Denver Int'l Airport IV Solar | Solar Photovoltaic | 39.9027 | -104.6739 | 1.5
2025-09 | ISNE | Ayers Village Solar | 59463 | 1 | Altus Power America Management, LLC | Solar Photovoltaic | 42.7919 | -71.1775 | 2
2025-09 | ISNE | Monson Solar | 59464 | 2 | Altus Power America Management, LLC | Solar Photovoltaic | 42.1244 | -72.3325 | 3
2025-09 | ISNE | Sullivan Solar | 59465 | 1 | Altus Power America Management, LLC | Solar Photovoltaic | 41.655 | -70.9564 | 1.5
2025-09 | ISNE | Winchendon Solar | 59466 | 3 | Altus Power America Management, LLC | Solar Photovoltaic | 42.6594 | -71.9917 | 1.9
2025-09 | MISO | Coldwater Peaking Plant | 59467 | GEN1 | Coldwater Board of Public Util | Natural Gas Internal Combustion Engine | 41.9194 | -85.0242 | 4.3
2025-09 | MISO | Coldwater Peaking Plant | 59467 | GEN2 | Coldwater Board of Public Util | Natural Gas Internal Combustion Engine | 41.9194 | -85.0242 | 4.3
2025-09 | MISO | Coldwater Peaking Plant | 59467 | GEN3 | Coldwater Board of Public Util | Natural Gas Internal Combustion Engine | 41.9194 | -85.0242 | 4.3
2025-09 | ISNE | KS Solar Six LLC | 59468 | HUBB | Kearsarge Solar LLC | Solar Photovoltaic | 42.4708 | -72.045 | 2
2025-09 | CISO | Alamo Solar | 59469 | ALAMO | Onward Energy | Solar Photovoltaic | 34.6822 | -117.3475 | 20
2025-09 | NYIS | Cornell Snyder Road Solar Array | 59470 | CSR1 | Novis Renewables, LLC | Solar Photovoltaic | 42.4975 | -76.46 | 1.8
2025-09 | CISO | Apple Campus 2 PV | 59473 | AC2PV | Apple, Inc | Solar Photovoltaic | 37.33 | -122.01 | 14.4
2025-09 | SWPP | Palo Duro Wind | 59475 | GE1.7 | Palo Duro Wind | Onshore Wind Turbine | 36.2439 | -101.0014 | 282.3
2025-09 | ISNE | Clarendon Solar Farm | 59476 | VT001 | Clarendon Solar Farm, LLC | Solar Photovoltaic | 43.5397 | -72.9558 | 2
2025-09 | ISNE | Claire Solar Farm | 59477 | CSF1 | Claire Solar Partners LLC | Solar Photovoltaic | 44.4261 | -73.1564 | 2.2
2025-09 | PJM | IMPA Richmond Solar Park | 59478 | SRICH | Indiana Municipal Power Agency | Solar Photovoltaic | 39.8011 | -84.895 | 1
2025-09 | PJM | IMPA Frankton Solar Park | 59479 | SFRAN | Indiana Municipal Power Agency | Solar Photovoltaic | 40.2164 | -85.7747 | 1
2025-09 | MISO | IMPA Rensselaer Solar Park | 59480 | SRENS | Indiana Municipal Power Agency | Solar Photovoltaic | 40.9461 | -87.1364 | 1
2025-09 | MISO | IMPA Peru Solar Park | 59481 | SPERU | Indiana Municipal Power Agency | Solar Photovoltaic | 40.7678 | -86.0456 | 3
2025-09 | MISO | IMPA Tell City Solar Park | 59482 | STELL | Indiana Municipal Power Agency | Solar Photovoltaic | 37.9461 | -86.7375 | 1.1
2025-09 | MISO | IMPA Crawfordsville Solar Park | 59483 | SCRAW | Indiana Municipal Power Agency | Solar Photovoltaic | 40.0531 | -86.8872 | 3
2025-09 | ISNE | Hadley Solar NG, LLC | 59484 | PV1 | NuGen Capital Management | Solar Photovoltaic | 42.3521 | -72.5389 | 2.7
2025-09 | ISNE | 265 Pleasant Solar NG, LLC | 59485 | PV2 | NuGen Capital Management | Solar Photovoltaic | 42.5814 | -71.7622 | 1
2025-09 | PJM | Anthony Wayne Solar #1 | 59489 | AWS1 | Toledo Zoological Society | Solar Photovoltaic | 41.6272 | -83.5747 | 1.7
2025-09 | ISNE | Antares-GRE 314 East Lyme LLC | 59495 | GRE01 | MN8 Energy LLC | Solar Photovoltaic | 41.4169 | -72.2344 | 4
2025-09 | PJM | Meadows PV 1 | 59513 | MEAD1 | Fresh Air Energy XVIII, LLC | Solar Photovoltaic | 35.8369 | -77.1269 | 20
2025-09 | PJM | Flat Meeks PV 1 | 59514 | FLAT1 | Strata Manager, LLC | Solar Photovoltaic | 35.8067 | -77.2706 | 5
2025-09 | PJM | Benthall Bridge PV 1 | 59515 | BENT1 | Strata Manager, LLC | Solar Photovoltaic | 36.42 | -77.1003 | 5
2025-09 | PJM | American Legion PV 1 | 59516 | AMLEG | Strata Manager, LLC | Solar Photovoltaic | 36.4183 | -77.6558 | 16
2025-09 | PJM | Baker PV 1 | 59517 | BAKE1 | Strata Manager, LLC | Solar Photovoltaic | 36.2703 | -77.0603 | 5
2025-09 | PJM | Grandy PV 1 | 59518 | GRAND | Strata Manager, LLC | Solar Photovoltaic | 36.2336 | -75.8808 | 20
2025-09 | CISO | Giffen Solar Park | 59522 | FRGSP | Giffen Solar Park, LLC | Solar Photovoltaic | 36.5447 | -120.3161 | 20
2025-09 | CISO | Five Points Solar Park | 59523 | FRFSP | Boralex US Operations LLC | Solar Photovoltaic | 36.3869 | -120.2367 | 60
2025-09 | CISO | Blackwell Solar Park | 59524 | FRBSP | RWE Clean Energy | Solar Photovoltaic | 35.612 | -119.845 | 20
2025-09 | CISO | Wright Solar Park | 59525 | FRWSP | Wright Solar Park LLC | Solar Photovoltaic | 37.0094 | -120.9572 | 200
2025-09 | PJM | Whitakers | 59526 | WHIT1 | Duke Energy Renewables Services | Solar Photovoltaic | 36.1272 | -77.7344 | 12
2025-09 | PJM | Kelford (Duke) | 59527 | KELF1 | Duke Energy Renewables Services | Solar Photovoltaic | 36.1481 | -77.2119 | 20
2025-09 | CISO | Solar Oasis LLC | 59528 | OASIS | Solar Oasis, LLC | Solar Photovoltaic | 34.6489 | -118.0767 | 20
2025-09 | PJM | Pasquotank | 59530 | PASQ1 | Duke Energy Renewables Services | Solar Photovoltaic | 36.2647 | -76.3061 | 20
2025-09 | CISO | Borden Solar Farm | 59531 | BRDN | 41MB 8me, LLC | Solar Photovoltaic | 36.9411 | -119.96 | 50
2025-09 | CISO | Coronus Adelanto West 1 | 59536 | AWI | Clean Focus Yield, LLC | Solar Photovoltaic | 34.5481 | -117.4644 | 1.5
2025-09 | CISO | Coronus Adelanto West 2 | 59537 | AW2 | Clean Focus Yield, LLC | Solar Photovoltaic | 34.5481 | -117.4644 | 1.5
2025-09 | CISO | Park Meridian #1 | 59539 | 1 | Altus Power America Management, LLC | Solar Photovoltaic | 33.8961 | -117.2836 | 1.5
2025-09 | CISO | Rancho Cucamonga Dist #1 | 59540 | 2 | Altus Power America Management, LLC | Solar Photovoltaic | 34.1003 | -117.5528 | 1.8
2025-09 | CISO | Terra Francesco | 59541 | 3 | Altus Power America Management, LLC | Solar Photovoltaic | 34.0397 | -117.6067 | 1.5
2025-09 | ISNE | Acton Solar Landfill | 59543 | ACTON | Heliovaas LLC | Solar Photovoltaic | 42.4733 | -71.4306 | 1.5
2025-09 | PJM | Parlin Solar LLC | 59544 | PV1 | Laurel Capital Partners | Solar Photovoltaic | 40.4567 | -74.3289 | 1.3
2025-09 | PJM | Springfield Solar LLC | 59545 | PV1 | Laurel Capital Partners | Solar Photovoltaic | 39.8939 | -83.8056 | 1.5
2025-09 | PJM | Beaver Solar LLC | 59546 | PV1 | Laurel Capital Partners | Solar Photovoltaic | 40.6914 | -80.3239 | 1.3
2025-09 | PJM | Fowler Ridge IV Wind Farm LLC | 59547 | 1 | Pattern Operators LP | Onshore Wind Turbine | 40.6206 | -87.3781 | 150
2025-09 | PJM | Creswell Alligood Solar, LLC | 59548 | CRES1 | Duke Energy Renewables Services | Solar Photovoltaic | 35.8989 | -76.3794 | 14
2025-09 | PJM | Everetts Wildcat Solar, LLC | 59549 | EVER1 | Duke Energy Renewables Services | Solar Photovoltaic | 35.8472 | -77.1114 | 5
2025-09 | CISO | Putah Creek Solar Farm | 59550 | PCSF | Solvida Energy Group/Blue Oak Energy | Solar Photovoltaic | 38.5211 | -121.9939 | 2
2025-09 | CISO | Vega Solar | 59555 | VEGA1 | Vega Solar, LLC | Solar Photovoltaic | 36.9258 | -120.82 | 20
2025-09 | CISO | Apple Campus 2 Fuel Cell | 59557 | AC2FC | Apple, Inc | Landfill Gas | 37.33 | -122.01 | 4
2025-09 | ISNE | Tisbury Landfill Solar | 59573 | TIS1 | Clean Focus Yield, LLC | Solar Photovoltaic | 41.4447 | -70.6131 | 1.1
2025-09 | PJM | Southeast Berrien Generating Facility | 59574 | SBL | North American Natural Res | Landfill Gas | 41.8086 | -86.3239 | 4.8
2025-09 | PJM | Schell Solar Farm | 59591 | PV1 | Heelstone Energy Holdings, LLC | Solar Photovoltaic | 36.4356 | -77.5664 | 5
2025-09 | CISO | Colton Solar One, LLC | 59597 | CS001 | Colton Solar One, LLC | Solar Photovoltaic | 34.0933 | -117.3194 | 2.5
2025-09 | CISO | Colton Solar Two, LLC | 59598 | CS002 | Colton Solar Two, LLC | Solar Photovoltaic | 34.0422 | -117.3617 | 1
2025-09 | CISO | Tropico Solar PV Plant | 59599 | GEN1 | Arevon Energy, Inc. | Solar Photovoltaic | 35.8319 | -119.0561 | 14
2025-09 | CISO | Nicolis Solar PV Plant | 59600 | GEN1 | Arevon Energy, Inc. | Solar Photovoltaic | 35.8358 | -119.0561 | 20
2025-09 | PJM | L&D Landfill Solar | 59601 | L&D | Public Service Elec & Gas Co | Solar Photovoltaic | 39.9803 | -74.7703 | 10
2025-09 | CISO | Maricopa West Solar PV, LLC | 59607 | MWS | Onward Energy | Solar Photovoltaic | 35.1153 | -119.3178 | 20
2025-09 | CISO | AP North Lake I, LP | 59610 | APNLI | AP North Lake I, LP | Solar Photovoltaic | 33.74 | -117.0106 | 20
2025-09 | NYIS | Town of Williamson Landfill PV | 59613 | TWLL | MN8 Energy LLC | Solar Photovoltaic | 43.2444 | -77.1747 | 1.2
2025-09 | PJM | Monterey Diesel Generation Facility | 59614 | MDG1 | Old Dominion Electric Coop | Petroleum Liquids | 38.4214 | -79.5914 | 0.6
2025-09 | PJM | Monterey Diesel Generation Facility | 59614 | MDG10 | Old Dominion Electric Coop | Petroleum Liquids | 38.4214 | -79.5914 | 0.6
2025-09 | PJM | Monterey Diesel Generation Facility | 59614 | MDG2 | Old Dominion Electric Coop | Petroleum Liquids | 38.4214 | -79.5914 | 0.6
2025-09 | PJM | Monterey Diesel Generation Facility | 59614 | MDG3 | Old Dominion Electric Coop | Petroleum Liquids | 38.4214 | -79.5914 | 0.6
2025-09 | PJM | Monterey Diesel Generation Facility | 59614 | MDG4 | Old Dominion Electric Coop | Petroleum Liquids | 38.4214 | -79.5914 | 0.6
2025-09 | PJM | Monterey Diesel Generation Facility | 59614 | MDG5 | Old Dominion Electric Coop | Petroleum Liquids | 38.4214 | -79.5914 | 0.6
2025-09 | PJM | Monterey Diesel Generation Facility | 59614 | MDG6 | Old Dominion Electric Coop | Petroleum Liquids | 38.4214 | -79.5914 | 0.6
2025-09 | PJM | Monterey Diesel Generation Facility | 59614 | MDG7 | Old Dominion Electric Coop | Petroleum Liquids | 38.4214 | -79.5914 | 0.6
2025-09 | PJM | Monterey Diesel Generation Facility | 59614 | MDG8 | Old Dominion Electric Coop | Petroleum Liquids | 38.4214 | -79.5914 | 0.6
2025-09 | PJM | Monterey Diesel Generation Facility | 59614 | MDG9 | Old Dominion Electric Coop | Petroleum Liquids | 38.4214 | -79.5914 | 0.6
2025-09 | ERCO | TX Jumbo Road Wind | 59621 | JRWND | TX Jumbo Road Wind, LLC | Onshore Wind Turbine | 34.72 | -102.2533 | 299.7
2025-09 | ISNE | Future Generation Wind | 59622 | FGMA | RWE Clean Energy | Onshore Wind Turbine | 41.7744 | -70.6158 | 8
2025-09 | NYIS | Clarkson Solar | 59623 | CSPV | AES Distributed Energy | Solar Photovoltaic | 44.6719 | -74.9494 | 2
2025-09 | ISNE | Twiss Street Solar | 59624 | PV1 | Citizens Enterprises Corporation | Solar Photovoltaic | 42.1483 | -72.7481 | 1.5
2025-09 | ISNE | Chicopee River Solar | 59625 | PV1 | Citizens Enterprises Corporation | Solar Photovoltaic | 42.1503 | -72.5522 | 2
2025-09 | ISNE | Chicopee Granby Road Solar | 59626 | PV1 | Citizens Enterprises Corporation | Solar Photovoltaic | 42.1581 | -72.5958 | 1.6
2025-09 | PJM | Harmony | 59627 | HRMNY | NJR Clean Energy Ventures Corporation | Solar Photovoltaic | 40.7553 | -75.171 | 3
2025-09 | PJM | Hanover | 59628 | HNOVR | NJR Clean Energy Ventures Corporation | Solar Photovoltaic | 40.0653 | -74.5906 | 5
2025-09 | NYIS | Jericho Rise Wind Farm LLC | 59629 | GEN1 | Jericho Rise Wind Farm LLC | Onshore Wind Turbine | 44.8889 | -74.1033 | 77.7
2025-09 | PJM | CentraState Medical Center PV Facility | 59630 | CS | CVI CleanCapital Solar 1 LLC | Solar Photovoltaic | 40.2361 | -74.3214 | 5.2
2025-09 | PJM | Imclone Solar Electric Facility | 59631 | IM | CVI CleanCapital Solar 5 LLC | Solar Photovoltaic | 40.555 | -74.7094 | 8
2025-09 | SWPP | Midwest Energy Community Solar Array | 59632 | 1036 | Midwest Energy Inc - (KS) | Solar Photovoltaic | 39.4069 | -101.0394 | 1
2025-09 | CISO | Kettleman Solar -Centaurus | 59633 | KS | Boralex US Operations LLC | Solar Photovoltaic | 36.0508 | -119.9475 | 20
2025-09 | MISO | Clinton LFGTE | 59635 | 1 | Wabash Valley Power Assn, Inc | Landfill Gas | 40.1208 | -88.9611 | 1.6
2025-09 | MISO | Clinton LFGTE | 59635 | 2 | Wabash Valley Power Assn, Inc | Landfill Gas | 40.1208 | -88.9611 | 1.6
2025-09 | ISNE | Charlton Solar I CSG | 59636 | 37021 | Charlton Solar I, LLC | Solar Photovoltaic | 42.1275 | -71.9964 | 4
2025-09 | MISO | Adams Wind | 59637 | ADWF | MidAmerican Energy Co | Onshore Wind Turbine | 40.92 | -94.6717 | 4.7
2025-09 | MISO | Adams Wind | 59637 | ADWF2 | MidAmerican Energy Co | Onshore Wind Turbine | 40.92 | -94.6717 | 43.3
2025-09 | MISO | Adams Wind | 59637 | ADWF3 | MidAmerican Energy Co | Onshore Wind Turbine | 40.92 | -94.6717 | 58
2025-09 | MISO | Adams Wind | 59637 | ADWF4 | MidAmerican Energy Co | Onshore Wind Turbine | 40.92 | -94.6717 | 48.3
2025-09 | CISO | Coronal Lost Hills | 59638 | CLH | Arevon Energy, Inc. | Solar Photovoltaic | 35.7267 | -119.9058 | 20
2025-09 | PJM | Garysburg Solar | 59641 | 5MWPV | Duke Energy Renewables Services | Solar Photovoltaic | 36.468 | -77.592 | 5
2025-09 | PJM | Gaston Solar | 59642 | 5MWPV | Duke Energy Renewables Services | Solar Photovoltaic | 36.5147 | -77.6561 | 5
2025-09 | PJM | Seaboard Solar LLC | 59643 | 5MWPV | Duke Energy Renewables Services | Solar Photovoltaic | 36.4769 | -77.4678 | 5
2025-09 | SWPP | Stillwater Energy Center | 59647 | 1 | Stillwater Utilities Authority | Natural Gas Internal Combustion Engine | 36.1619 | -97.0369 | 18.8
2025-09 | SWPP | Stillwater Energy Center | 59647 | 2 | Stillwater Utilities Authority | Natural Gas Internal Combustion Engine | 36.1619 | -97.0369 | 18.8
2025-09 | SWPP | Stillwater Energy Center | 59647 | 3 | Stillwater Utilities Authority | Natural Gas Internal Combustion Engine | 36.1619 | -97.0369 | 18.8
2025-09 | PJM | Tarboro Solar | 59648 | 5MWPV | Duke Energy Renewables Services | Solar Photovoltaic | 35.8581 | -77.4992 | 5
2025-09 | ERCO | Nelson Gardens Landfill Gas to Energy | 59649 | UNIT1 | Nelson Gardens Energy, LLC | Landfill Gas | 29.33 | -98.66 | 1.1
2025-09 | ERCO | Nelson Gardens Landfill Gas to Energy | 59649 | UNIT2 | Nelson Gardens Energy, LLC | Landfill Gas | 29.33 | -98.66 | 1.1
2025-09 | ERCO | Nelson Gardens Landfill Gas to Energy | 59649 | UNIT3 | Nelson Gardens Energy, LLC | Landfill Gas | 29.33 | -98.66 | 1.1
2025-09 | ERCO | Nelson Gardens Landfill Gas to Energy | 59649 | UNIT4 | Nelson Gardens Energy, LLC | Landfill Gas | 29.33 | -98.66 | 1.1
2025-09 | ERCO | Sendero | 59654 | 1 | Sendero Wind Energy, LLC | Onshore Wind Turbine | 27.18 | -98.9167 | 78
2025-09 | SWPP | Campbell County Wind Farm | 59655 | CCWF1 | RWE Clean Energy | Onshore Wind Turbine | 45.7533 | -100.275 | 94.3
2025-09 | CISO | SPI Anderson 2 | 59658 | GEN1 | Sierra Pacific Industries | Wood/Wood Waste Biomass | 40.4723 | -122.3242 | 30.2
2025-09 | SWPP | City of West Plains Power Station | 59664 | UNIT1 | City of West Plains - (MO) | Natural Gas Fired Combustion Turbine | 36.7486 | -91.8686 | 25.6
2025-09 | SWPP | City of West Plains Power Station | 59664 | UNIT2 | City of West Plains - (MO) | Natural Gas Fired Combustion Turbine | 36.7486 | -91.8686 | 21.8
2025-09 | ISNE | Main Street Solar Project | 59682 | MS258 | Greenbacker Renewable Energy Corporation | Solar Photovoltaic | 43.6264 | -72.9756 | 1.5
2025-09 | PJM | Foxconn Ohio | 59683 | 12345 | Foxconn | Solar Photovoltaic | 41.148 | -80.8838 | 2.2
2025-09 | SWPP | Lindahl Wind Project, LLC | 59684 | LWP01 | Lindahl Wind Project LLC | Onshore Wind Turbine | 48.533 | -102.933 | 150
2025-09 | PJM | Remington Solar Facility | 59685 | 01 | Virginia Electric & Power Co | Solar Photovoltaic | 38.5483 | -77.7764 | 20
2025-09 | CISO | Sun Harvest Solar NDP1 | 59687 | NDP1 | Altus Power America Management, LLC | Solar Photovoltaic | 37.0576 | -120.6536 | 1.5
2025-09 | ISNE | NBC Field's Point Wind Farm | 59692 | FPWTG | Narragansett Bay Commission | Onshore Wind Turbine | 41.7941 | -71.3892 | 4.5
2025-09 | PJM | Coastal Virginia Offshore Wind (CVOW) Pi | 59693 | OSW1 | Virginia Electric & Power Co | Offshore Wind Turbine | 36.8916 | -75.4916 | 12
2025-09 | ISNE | Subase Microgrid Project | 59701 | SFC1 | Connecticut Mun Elec Engy Coop | Other Natural Gas | 41.4 | -72.086 | 3.7
2025-09 | ISNE | Subase Microgrid Project | 59701 | SFC2 | Connecticut Mun Elec Engy Coop | Other Natural Gas | 41.4 | -72.086 | 3.7
2025-09 | CISO | Cottonwood Solar, LLC Cottonwood Carport | 59703 | 1 | Onward Energy | Solar Photovoltaic | 38.1298 | -122.5682 | 1
2025-09 | NYIS | Steel Sun | 59705 | SSUN2 | CleanCapital Holdings | Solar Photovoltaic | 42.8128 | -78.8453 | 2
2025-09 | MISO | St. Paul Intl Airport Red & Blue Parking | 59709 | PV1 | Metropolitan Airports Commission | Solar Photovoltaic | 44.88 | -93.21 | 2.3
2025-09 | MISO | St. Paul Intl Airport Red & Blue Parking | 59709 | PV2 | Metropolitan Airports Commission | Solar Photovoltaic | 44.88 | -93.21 | 0.9
2025-09 | ERCO | San Roman Wind I, LLC | 59712 | SRWI | Acciona Energy USA Global, LLC | Onshore Wind Turbine | 26.126 | -97.3776 | 95.3
2025-09 | SWPP | Holdrege Solar Center | 59713 | HDSC | Adapture Renewables, Inc. | Solar Photovoltaic | 40.8247 | -96.8203 | 4
2025-09 | MISO | IKEA St. Louis 410 | 59714 | IK410 | IKEA Property Inc | Solar Photovoltaic | 38.635 | -90.2455 | 1
2025-09 | PJM | DD Hay Road Solar 23 LLC | 59715 | PV1 | Laurel Capital Partners | Solar Photovoltaic | 39.7367 | -75.5117 | 1.2
2025-09 | ISNE | Framingham State University Plant | 59717 | ACPV | Framingham State University | Solar Photovoltaic | 42.2979 | -71.4361 | 0.7
2025-09 | ISNE | Framingham State University Plant | 59717 | CCPV | Framingham State University | Solar Photovoltaic | 42.2979 | -71.4361 | 0.3
2025-09 | ISNE | Framingham State University Plant | 59717 | HA | Framingham State University | Petroleum Liquids | 42.2979 | -71.4361 | 0.4
2025-09 | ISNE | Framingham State University Plant | 59717 | LIB | Framingham State University | Petroleum Liquids | 42.2979 | -71.4361 | 0.3
2025-09 | ISNE | Framingham State University Plant | 59717 | MSC2 | Framingham State University | Petroleum Liquids | 42.2979 | -71.4361 | 0.2
2025-09 | ISNE | Framingham State University Plant | 59717 | NORTH | Framingham State University | Petroleum Liquids | 42.2979 | -71.4361 | 0.2
2025-09 | ISNE | Framingham State University Plant | 59717 | OC | Framingham State University | Petroleum Liquids | 42.2979 | -71.4361 | 0.1
2025-09 | ISNE | Framingham State University Plant | 59717 | PP | Framingham State University | Petroleum Liquids | 42.2979 | -71.4361 | 0.4
2025-09 | ISNE | Framingham State University Plant | 59717 | TOW2 | Framingham State University | Petroleum Liquids | 42.2979 | -71.4361 | 0.4
2025-09 | ISNE | Framingham State University Plant | 59717 | WEST | Framingham State University | Petroleum Liquids | 42.2979 | -71.4361 | 0.2
2025-09 | ISNE | Charlotte Solar LLC VT | 59719 | CS001 | Altus Power America Management, LLC | Solar Photovoltaic | 44.322 | -73.1976 | 2
2025-09 | ISNE | Scituate Wind | 59724 | SCIWT | Scituate Wind LLC | Onshore Wind Turbine | 42.1751 | -70.7285 | 1.5
2025-09 | ISNE | Fairhaven Wind | 59725 | FHWTG | Fairhaven Wind LLC | Onshore Wind Turbine | 41.6391 | -70.8734 | 3
2025-09 | SWPP | CML&P Generating Facility No. 2 | 59726 | 10 | City of Coffeyville - (KS) | Natural Gas Internal Combustion Engine | 37.093 | -95.5852 | 18.7
2025-09 | SWPP | CML&P Generating Facility No. 2 | 59726 | 8 | City of Coffeyville - (KS) | Natural Gas Internal Combustion Engine | 37.093 | -95.5852 | 18.7
2025-09 | SWPP | CML&P Generating Facility No. 2 | 59726 | 9 | City of Coffeyville - (KS) | Natural Gas Internal Combustion Engine | 37.093 | -95.5852 | 18.7
2025-09 | SWPP | Macon Solar Power Project | 59729 | MSF1 | Missouri Jnt Muni.Pwr Elec. Ut. Comm. | Solar Photovoltaic | 39.76 | -92.46 | 2.8
2025-09 | CISO | SEPV 18 | 59730 | SPV18 | AES Distributed Energy | Solar Photovoltaic | 34.6136 | -117.9344 | 2
2025-09 | ISNE | Templeton | 59731 | TEMPL | Sunny Templeton, LLC | Solar Photovoltaic | 42.5212 | -72.0673 | 3
2025-09 | ERCO | Green Pastures Wind I | 59732 | GPI | Green Pastures Wind I, LLC | Onshore Wind Turbine | 33.6282 | -99.4112 | 150
2025-09 | ERCO | Green Pastures Wind II | 59733 | GPII | Green Pastures Wind II, LLC | Onshore Wind Turbine | 33.646 | -99.5329 | 150
2025-09 | ERCO | Briscoe Wind Farm | 59734 | BFW | Briscoe Wind Farm, LLC | Onshore Wind Turbine | 34.4323 | -101.2372 | 150
2025-09 | SWPP | Valentine Wind, LLC | 59736 | 7772 | Valentine Wind, LLC | Onshore Wind Turbine | 42.8591 | -100.5924 | 1.9
2025-09 | CISO | Aspiration G | 59737 | ASPRG | AES Distributed Energy | Solar Photovoltaic | 36.5522 | -120.3525 | 9
2025-09 | CISO | Citizen B | 59738 | CSB | AES Distributed Energy | Solar Photovoltaic | 36.7238 | -120.4321 | 5
2025-09 | CISO | Lancaster WAD B | 59739 | LWADB | AES Distributed Energy | Solar Photovoltaic | 34.7802 | -118.1933 | 3
2025-09 | CISO | SEPV Mojave West | 59740 | SPVMW | AES Distributed Energy | Solar Photovoltaic | 35.0229 | -118.2827 | 20
2025-09 | ISNE | Barton Solar Farm | 59741 | BARTN | Barton Solar, LLC | Solar Photovoltaic | 44.7254 | -72.184 | 1.9
2025-09 | PJM | Chimes West Friendship (Nixon Farms) | 59743 | 1 | SunE SEM 1, LLC | Solar Photovoltaic | 39.2967 | -76.9574 | 1.2
2025-09 | ISNE | Leominster (MA)-South Street-R&D | 59745 | 1 | South Street Solar, LLC | Solar Photovoltaic | 42.6062 | -71.1772 | 2.9
2025-09 | CISO | DSH (CA) - Coalinga State Hospital | 59746 | 1 | Team-Solar, Inc. | Solar Photovoltaic | 36.1373 | -120.2185 | 2
2025-09 | CISO | CDCR (CA) - Pleasant Valley State Prison | 59748 | 1 | Team-Solar, Inc. | Solar Photovoltaic | 36.1372 | -120.2244 | 1.2
2025-09 | PJM | UMES (MD) - Princess Anne | 59749 | 1 | NVT LICENSES, LLC | Solar Photovoltaic | 38.2026 | -75.6764 | 2
2025-09 | ISNE | Bourne (MA) - Holliston I | 59750 | 1 | NVT LICENSES, LLC | Solar Photovoltaic | 42.1779 | -71.4546 | 2.3
2025-09 | PJM | Wilzig Associates, LLC | 59751 | WILZG | Wilzig Associates, LLC | Solar Photovoltaic | 40.8253 | -74.0944 | 1.2
2025-09 | ISNE | BlueWave Capital - Grafton (SREC II) | 59752 | 1 | TerraForm Solar XVII, LLC | Solar Photovoltaic | 42.2255 | -71.6627 | 1.3
2025-09 | ISNE | Chester Power Partners | 59755 | PVS1 | Altus Power America Management, LLC | Solar Photovoltaic | 43.2809 | -72.5976 | 2.2
2025-09 | PJM | Glades Pike Generation Plant | 59759 | CAT1 | State Correctnl Inst Laurel Highlands | Landfill Gas | 40.0067 | -79.041 | 1.6
2025-09 | PJM | Glades Pike Generation Plant | 59759 | CAT2 | State Correctnl Inst Laurel Highlands | Landfill Gas | 40.0067 | -79.041 | 1.6
2025-09 | PJM | Oregon Clean Energy Center | 59764 | CTG11 | Oregon Clean Energy Center | Natural Gas Fired Combined Cycle | 41.6679 | -83.4437 | 328
2025-09 | PJM | Oregon Clean Energy Center | 59764 | CTG12 | Oregon Clean Energy Center | Natural Gas Fired Combined Cycle | 41.6679 | -83.4437 | 328
2025-09 | PJM | Oregon Clean Energy Center | 59764 | EDG13 | Oregon Clean Energy Center | Petroleum Liquids | 41.6679 | -83.4437 | 1.5
2025-09 | PJM | Oregon Clean Energy Center | 59764 | STG10 | Oregon Clean Energy Center | Natural Gas Fired Combined Cycle | 41.6679 | -83.4437 | 404
2025-09 | ISNE | Stetson Road Solar - Barre I | 59765 | BI | Kearsarge Solar LLC | Solar Photovoltaic | 42.4029 | -72.1027 | 2
2025-09 | ISNE | Barre II Solar Project | 59766 | BII | Kearsarge Solar LLC | Solar Photovoltaic | 42.362 | -72.109 | 1.5
2025-09 | ISNE | Chester Solar Farm | 59767 | CHSTR | Kearsarge Solar LLC | Solar Photovoltaic | 42.312 | -72.949 | 4.8
2025-09 | ISNE | Concord Solar Farm | 59768 | CMLP | Kearsarge Solar LLC | Solar Photovoltaic | 42.444 | -71.335 | 1.5
2025-09 | MISO | IMPA Pendleton Solar Park | 59770 | SPEND | Indiana Municipal Power Agency | Solar Photovoltaic | 39.9886 | -85.7709 | 2
2025-09 | MISO | Jefferson Solar Park | 59771 | JSP01 | Concord New Energy | Solar Photovoltaic | 43.0146 | -88.7992 | 1
2025-09 | PJM | Carroll County Energy | 59773 | CGT1 | Carroll County Energy LLC | Natural Gas Fired Combined Cycle | 40.6044 | -81.0592 | 235.5
2025-09 | PJM | Carroll County Energy | 59773 | CGT2 | Carroll County Energy LLC | Natural Gas Fired Combined Cycle | 40.6044 | -81.0592 | 235.5
2025-09 | PJM | Carroll County Energy | 59773 | SGT1 | Carroll County Energy LLC | Natural Gas Fired Combined Cycle | 40.6044 | -81.0592 | 361.3
2025-09 | MISO | BioTown Ag | 59774 | ENG1 | Bio Town Biogas, LLC | Other Waste Biomass | 40.7656 | -86.8797 | 1
2025-09 | MISO | BioTown Ag | 59774 | ENG2 | Bio Town Biogas, LLC | Other Waste Biomass | 40.7656 | -86.8797 | 1
2025-09 | MISO | BioTown Ag | 59774 | ENG3 | Bio Town Biogas, LLC | Other Waste Biomass | 40.7656 | -86.8797 | 1
2025-09 | MISO | BioTown Ag | 59774 | ENG4 | Bio Town Biogas, LLC | Other Waste Biomass | 40.7656 | -86.8797 | 1
2025-09 | MISO | BioTown Ag | 59774 | ENG5 | Bio Town Biogas, LLC | Other Waste Biomass | 40.7656 | -86.8797 | 1
2025-09 | MISO | BioTown Ag | 59774 | ENG6 | Bio Town Biogas, LLC | Other Waste Biomass | 40.7656 | -86.8797 | 1
2025-09 | ISNE | Adams Farm Solar | 59775 | ADAMS | Altus Power America Management, LLC | Solar Photovoltaic | 42.6 | -72.2 | 3
2025-09 | MISO | Heartland Community College | 59776 | SO1 | Heartland Community College | Solar Photovoltaic | 40.537 | -89.019 | 0.2
2025-09 | MISO | Heartland Community College | 59776 | T01 | Heartland Community College | Onshore Wind Turbine | 40.537 | -89.019 | 1.7
2025-09 | ISNE | RGS-Rutland VNM SREC II Project (MA) | 59777 | 1 | TerraForm Solar XVII, LLC | Solar Photovoltaic | 42.4318 | -71.9782 | 2
2025-09 | ISNE | New Bedford (MA) Plymouth | 59780 | 1 | BWC Origination 4, LLC | Solar Photovoltaic | 41.9254 | -70.649 | 4.3
2025-09 | ISNE | Upper Blackstone (MA) Treasure Valley | 59781 | 1 | Nexamp Treasure Valley Solar, LLC | Solar Photovoltaic | 42.3328 | -71.9876 | 5
2025-09 | SWPP | Waynoka Gas Processing Plant | 59782 | G1 | Targa Pipeline Mid-Continent West OK LLC | Natural Gas Internal Combustion Engine | 36.651 | -98.7656 | 1.3
2025-09 | SWPP | Waynoka Gas Processing Plant | 59782 | G2 | Targa Pipeline Mid-Continent West OK LLC | Natural Gas Internal Combustion Engine | 36.651 | -98.7656 | 1.3
2025-09 | SWPP | Waynoka Gas Processing Plant | 59782 | G3 | Targa Pipeline Mid-Continent West OK LLC | Natural Gas Internal Combustion Engine | 36.651 | -98.7656 | 1.3
2025-09 | PJM | Croda Atlas Point CHP | 59783 | 91197 | Croda Inc. | Landfill Gas | 39.6933 | -75.5431 | 1.1
2025-09 | PJM | Croda Atlas Point CHP | 59783 | 91198 | Croda Inc. | Landfill Gas | 39.6933 | -75.5431 | 1.1
2025-09 | PJM | Croda Atlas Point CHP | 59783 | 91199 | Croda Inc. | Landfill Gas | 39.6933 | -75.5431 | 2
2025-09 | MISO | Fremont Community Digester, LLC | 59785 | 19001 | Generate Fremont Digester, LLC. | Other Waste Biomass | 43.4597 | -85.9761 | 2.9
2025-09 | MISO | Fremont Community Digester, LLC | 59785 | 19002 | Generate Fremont Digester, LLC. | Other Waste Biomass | 43.4597 | -85.9761 | 2.9
2025-09 | ISNE | Advance Stores Company, Inc | 59788 | PV1 | Tesla Inc. | Solar Photovoltaic | 42.015 | -72.5119 | 1
2025-09 | NYIS | Millbrook School | 59789 | PV1 | Tesla Inc. | Solar Photovoltaic | 41.8458 | -73.6195 | 1.4
2025-09 | PJM | Chicago West Side Energy Center | 59794 | GEN1 | Energy Systems Group LLC | Natural Gas Fired Combustion Turbine | 41.8708 | -87.6784 | 3.5
2025-09 | PJM | Ahoskie | 59795 | FLS1 | Altus Power America Management, LLC | Solar Photovoltaic | 36.3064 | -76.9931 | 5
2025-09 | PJM | Kelford (Cypress) | 59796 | FLS1 | Cypress Creek Renewables | Solar Photovoltaic | 36.1542 | -77.2185 | 5
2025-09 | CISO | Maxim | 59802 | MXM00 | Bloom Energy | Other Natural Gas | 37.4057 | -121.9494 | 1.1
2025-09 | CISO | Pixar - Emeryville | 59803 | PXR00 | Bloom Energy | Other Natural Gas | 37.8329 | -122.284 | 1.1
2025-09 | SWPP | Airport 1 Solar (DIA) | 59807 | GBDIA | Greenbacker Renewable Energy Corporation | Solar Photovoltaic | 39.8995 | -104.6748 | 1.5
2025-09 | PJM | Rockfish Solar LLC | 59811 | GEN1 | Rockfish Solar LLC | Solar Photovoltaic | 38.5915 | -76.8749 | 10.3
2025-09 | ERCO | Wolf Hollow II | 59812 | CGT4 | Constellation Power, Inc | Natural Gas Fired Combined Cycle | 32.3377 | -97.7346 | 360
2025-09 | ERCO | Wolf Hollow II | 59812 | CGT5 | Constellation Power, Inc | Natural Gas Fired Combined Cycle | 32.3377 | -97.7346 | 360
2025-09 | ERCO | Wolf Hollow II | 59812 | STG6 | Constellation Power, Inc | Natural Gas Fired Combined Cycle | 32.3377 | -97.7346 | 511.2
2025-09 | CISO | Copper Mountain Solar 4, LLC | 59814 | PV01 | RWE Clean Energy | Solar Photovoltaic | 35.7822 | -114.9754 | 51.8
2025-09 | CISO | Copper Mountain Solar 4, LLC | 59814 | PV02 | RWE Clean Energy | Solar Photovoltaic | 35.7822 | -114.9754 | 41.8
2025-09 | ISNE | Granby LFG | 59815 | GLFG1 | Industrial Power Services Corp. | Landfill Gas | 42.2273 | -72.5472 | 3.2
2025-09 | NYIS | Nanticoke LFG | 59816 | BR12 | Broome Energy Resources, LLC | Landfill Gas | 42.2437 | -75.9825 | 4
2025-09 | ISNE | Hunt Farm Solar | 59820 | HUNTF | Altus Power America Management, LLC | Solar Photovoltaic | 42.5537 | -72.2997 | 3
2025-09 | ISNE | 205 Sturbridge A | 59821 | STURA | Altus Power America Management, LLC | Solar Photovoltaic | 42.1093 | -72.1705 | 3
2025-09 | ISNE | 201 Sturbridge B | 59822 | STURB | Altus Power America Management, LLC | Solar Photovoltaic | 42.1091 | -72.1712 | 2
2025-09 | MISO | INDY III | 59823 | INDY3 | Terraform Arcadia | Solar Photovoltaic | 39.723 | -86.3145 | 2.5
2025-09 | CISO | Sunshine Valley Solar | 59826 | GEN01 | EDP Renewables North America LLC | Solar Photovoltaic | 36.518 | -116.497 | 103.5
2025-09 | MISO | Indy Grocers | 59834 | INGRO | Terraform Arcadia | Solar Photovoltaic | 39.7379 | -86.2377 | 1
2025-09 | MISO | Twin Falls (WI) | 59836 | 11 | Wisconsin Electric Power Co | Conventional Hydroelectric | 45.8728 | -88.0708 | 4.6
2025-09 | MISO | Twin Falls (WI) | 59836 | 12 | Wisconsin Electric Power Co | Conventional Hydroelectric | 45.8728 | -88.0708 | 4.6
2025-09 | SWPP | Slate Creek Wind Project LLC | 59837 | GEN1 | EDF Renewable Asset Holdings, Inc. | Onshore Wind Turbine | 37.1146 | -97.2376 | 150
2025-09 | SWPP | Milo Wind Project LLC | 59838 | GEN1 | Boralex US Operations LLC | Onshore Wind Turbine | 33.9018 | -103.3468 | 50
2025-09 | PJM | General Motors Corp at White Marsh MD | 59841 | PV1 | Luminace Solar Maryland, LLC | Solar Photovoltaic | 39.3716 | -76.4405 | 1
2025-09 | PJM | CNE at Cambridge MD | 59842 | PV1 | Luminace Solar Maryland II, LLC | Solar Photovoltaic | 38.5158 | -76.0192 | 3.2
2025-09 | PJM | Munich Re Plaza | 59844 | PZ1 | Munich Reinsurance America, Inc | Solar Photovoltaic | 40.3503 | -74.5927 | 1.6
2025-09 | PJM | Munich Re Plaza | 59844 | PZ2 | Munich Reinsurance America, Inc | Solar Photovoltaic | 40.3503 | -74.5927 | 0.8
2025-09 | PJM | New River | 59845 | E1 | Ingenco Renewable Development, LLC | Landfill Gas | 37.183 | -80.699 | 0.3
2025-09 | PJM | New River | 59845 | E10 | Ingenco Renewable Development, LLC | Landfill Gas | 37.183 | -80.699 | 0.3
2025-09 | PJM | New River | 59845 | E11 | Ingenco Renewable Development, LLC | Landfill Gas | 37.183 | -80.699 | 0.3
2025-09 | PJM | New River | 59845 | E12 | Ingenco Renewable Development, LLC | Landfill Gas | 37.183 | -80.699 | 0.3
2025-09 | PJM | New River | 59845 | E13 | Ingenco Renewable Development, LLC | Landfill Gas | 37.183 | -80.699 | 0.3
2025-09 | PJM | New River | 59845 | E14 | Ingenco Renewable Development, LLC | Landfill Gas | 37.183 | -80.699 | 0.3
2025-09 | PJM | New River | 59845 | E15 | Ingenco Renewable Development, LLC | Landfill Gas | 37.183 | -80.699 | 0.3
2025-09 | PJM | New River | 59845 | E16 | Ingenco Renewable Development, LLC | Landfill Gas | 37.183 | -80.699 | 0.3
2025-09 | PJM | New River | 59845 | E17 | Ingenco Renewable Development, LLC | Landfill Gas | 37.183 | -80.699 | 0.3
2025-09 | PJM | New River | 59845 | E18 | Ingenco Renewable Development, LLC | Landfill Gas | 37.183 | -80.699 | 0.3
2025-09 | PJM | New River | 59845 | E2 | Ingenco Renewable Development, LLC | Landfill Gas | 37.183 | -80.699 | 0.3
2025-09 | PJM | New River | 59845 | E3 | Ingenco Renewable Development, LLC | Landfill Gas | 37.183 | -80.699 | 0.3
2025-09 | PJM | New River | 59845 | E4 | Ingenco Renewable Development, LLC | Landfill Gas | 37.183 | -80.699 | 0.3
2025-09 | PJM | New River | 59845 | E5 | Ingenco Renewable Development, LLC | Landfill Gas | 37.183 | -80.699 | 0.3
2025-09 | PJM | New River | 59845 | E6 | Ingenco Renewable Development, LLC | Landfill Gas | 37.183 | -80.699 | 0.3
2025-09 | PJM | New River | 59845 | E7 | Ingenco Renewable Development, LLC | Landfill Gas | 37.183 | -80.699 | 0.3
2025-09 | PJM | New River | 59845 | E8 | Ingenco Renewable Development, LLC | Landfill Gas | 37.183 | -80.699 | 0.3
2025-09 | PJM | New River | 59845 | E9 | Ingenco Renewable Development, LLC | Landfill Gas | 37.183 | -80.699 | 0.3
2025-09 | PJM | Northwest Community Hospital | 59847 | 1 | Northwest Community Hospital | Natural Gas Internal Combustion Engine | 42.0678 | -87.9935 | 1.1
2025-09 | PJM | Northwest Community Hospital | 59847 | 2 | Northwest Community Hospital | Natural Gas Internal Combustion Engine | 42.0678 | -87.9935 | 1.1
2025-09 | PJM | Northwest Community Hospital | 59847 | 3 | Northwest Community Hospital | Natural Gas Internal Combustion Engine | 42.0678 | -87.9935 | 1.1
2025-09 | PJM | Northwest Community Hospital | 59847 | 4 | Northwest Community Hospital | Natural Gas Internal Combustion Engine | 42.0678 | -87.9935 | 1.1
2025-09 | PJM | Great Bay Solar 1 | 59851 | GBS01 | Great Bay Solar I LLC | Solar Photovoltaic | 38.1689 | -75.6975 | 75
2025-09 | PJM | Great Bay Solar 1 | 59851 | GBS02 | Great Bay Solar I LLC | Solar Photovoltaic | 38.1689 | -75.6975 | 43
2025-09 | MISO | North Star Solar Project | 59852 | NSSP1 | North Star Solar PV LLC | Solar Photovoltaic | 45.47 | -92.91 | 100
2025-09 | PJM | Watervliet PV | 59853 | WVPV1 | Indiana Michigan Power Co | Solar Photovoltaic | 42.19 | -86.23 | 4.6
2025-09 | PJM | OlivePV | 59854 | OLPV1 | Indiana Michigan Power Co | Solar Photovoltaic | 41.7 | -86.49 | 5
2025-09 | PJM | Deer Creek PV | 59855 | DCPV1 | Indiana Michigan Power Co | Solar Photovoltaic | 40.51 | -85.64 | 2.5
2025-09 | PJM | SoINCPower6, LLC | 59856 | SUN1 | Duke Energy Renewables Services | Solar Photovoltaic | 36.443 | -76.581 | 5
2025-09 | PJM | SoINCPower5, LLC | 59857 | BAT1 | Duke Energy Renewables Services | Solar Photovoltaic | 36.0528 | -77.7625 | 5
2025-09 | ISNE | Johnston Solar | 59858 | JSI01 | Concord New Energy | Solar Photovoltaic | 41.8009 | -71.5595 | 1.4
2025-09 | PJM | HP Hood CT | 59860 | HHOOD | HP Hood LLC | Natural Gas Fired Combustion Turbine | 39.1325 | -78.1875 | 15
2025-09 | PJM | Twin Branch PV | 59861 | TBPV1 | Indiana Michigan Power Co | Solar Photovoltaic | 41.69 | -86.12 | 2.6
2025-09 | ISNE | Palmer Solar LLC | 59866 | 11111 | Palmer Solar LLC | Solar Photovoltaic | 42.1872 | -72.3656 | 2.5
2025-09 | CISO | Kingbird A Solar LLC | 59868 | GEN01 | Arevon Energy, Inc. | Solar Photovoltaic | 34.819 | -118.432 | 20
2025-09 | CISO | Little Bear Solar 1, LLC | 59870 | GEN01 | Little Bear Solar 1, LLC (Longroad) | Solar Photovoltaic | 36.716 | -120.415 | 40
2025-09 | CISO | Desert Quartzite | 59871 | GEN01 | Desert Quartzite LLC | Solar Photovoltaic | 33.565 | -114.753 | 300
2025-09 | CISO | Desert Quartzite | 59871 | GEN02 | Desert Quartzite LLC | Batteries | 33.565 | -114.753 | 150
2025-09 | CISO | UC Davis South Campus | 59872 | UCD1 | Solar Star California XXXII, LLC | Solar Photovoltaic | 38.55 | -121.75 | 13
2025-09 | ISNE | Lowell Solar Landfill | 59873 | PV | Heliovaas LLC | Solar Photovoltaic | 42.6271 | -71.3534 | 1.3
2025-09 | MISO | Marshall Solar Energy Project | 59875 | PV1 | Marshall Solar Energy Project | Solar Photovoltaic | 44.4753 | -95.669 | 62.3
2025-09 | CISO | Riverside RWQCP Fuel Cell | 59877 | MB20 | Riverside Fuel Cell, LLC | Other Waste Biomass | 33.9617 | -117.4559 | 1.4
2025-09 | CISO | Windhub Solar A LLC | 59878 | GEN01 | EDP Renewables North America LLC | Solar Photovoltaic | 35.0199 | -118.2879 | 20
2025-09 | CISO | North Rosamond Solar LLC | 59879 | GEN01 | North Rosamond Solar, LLC | Solar Photovoltaic | 34.862 | -118.38 | 151.1
2025-09 | NYIS | Kings Park Solar I | 59880 | KIPS1 | Madison Energy Investments LLC | Solar Photovoltaic | 40.8683 | -73.2493 | 2
2025-09 | NYIS | Kings Park Solar II | 59881 | KIPS2 | Madison Energy Investments LLC | Solar Photovoltaic | 40.8683 | -73.2493 | 2
2025-09 | ISNE | Exelon West Medway II LLC | 59882 | 4 | Constellation Power, Inc | Natural Gas Fired Combustion Turbine | 42.1372 | -71.4447 | 131.8
2025-09 | ISNE | Exelon West Medway II LLC | 59882 | 5 | Constellation Power, Inc | Natural Gas Fired Combustion Turbine | 42.1372 | -71.4447 | 131.8
2025-09 | SWPP | Bloom Wind | 59888 | GEN | CP Bloom Wind LLC | Onshore Wind Turbine | 37.4863 | -99.9247 | 178.2
2025-09 | PJM | SunEnergy1-Scotland Neck, LLC | 59898 | SE1SN | SunEnergy1-Scotland Neck, LLC | Solar Photovoltaic | 36.125 | -77.4091 | 3
2025-09 | CISO | Corcoran Solar 3 | 59900 | C3CA | RWE Clean Energy | Solar Photovoltaic | 36.1504 | -119.5854 | 20
2025-09 | MISO | Cardinal Point Wind | 59902 | GEN | Cardinal Point LLC | Onshore Wind Turbine | 40.5886 | -90.7518 | 150
2025-09 | MISO | New Frontier Wind | 59903 | GEN | Meadowlark Wind I LLC | Onshore Wind Turbine | 47.8615 | -100.9477 | 100
2025-09 | PJM | Western Branch High School | 59904 | 1 | Virginia Electric & Power Co | Solar Photovoltaic | 36.8481 | -76.4071 | 1
2025-09 | PJM | Merck | 59905 | 1 | Virginia Electric & Power Co | Solar Photovoltaic | 38.3832 | -78.6437 | 2.1
2025-09 | PJM | Moxie Freedom Generation Plant | 59906 | GEN1 | Moxie Freedom LLC | Natural Gas Fired Combined Cycle | 41.1131 | -76.1581 | 552.5
2025-09 | PJM | Moxie Freedom Generation Plant | 59906 | GEN2 | Moxie Freedom LLC | Natural Gas Fired Combined Cycle | 41.1131 | -76.1581 | 552.5
2025-09 | PJM | KDC Solar PR1, LLC | 59910 | SF | CleanCapital Holdings | Solar Photovoltaic | 40.1367 | -74.4397 | 17
2025-09 | PJM | Philip Morris | 59911 | 1 | Virginia Electric & Power Co | Solar Photovoltaic | 37.3418 | -77.287 | 2
2025-09 | PJM | Greensville County Power Station | 59913 | CT01 | Virginia Electric & Power Co | Natural Gas Fired Combined Cycle | 36.7182 | -77.6496 | 369.8
2025-09 | PJM | Greensville County Power Station | 59913 | CT02 | Virginia Electric & Power Co | Natural Gas Fired Combined Cycle | 36.7182 | -77.6496 | 369.8
2025-09 | PJM | Greensville County Power Station | 59913 | CT03 | Virginia Electric & Power Co | Natural Gas Fired Combined Cycle | 36.7182 | -77.6496 | 369.8
2025-09 | PJM | Greensville County Power Station | 59913 | ST01 | Virginia Electric & Power Co | Natural Gas Fired Combined Cycle | 36.7182 | -77.6496 | 663.9
2025-09 | CISO | Oro Loma | 59915 | ORCA | RWE Clean Energy | Solar Photovoltaic | 36.8768 | -120.6676 | 20
2025-09 | CISO | SunE- E Philadelphia Ontario | 59916 | 12307 | SunEdison LLC | Solar Photovoltaic | 34.0353 | -117.5341 | 1
2025-09 | PJM | South Campus Solar | 59922 | G1789 | JPMorgan Chase Bank | Solar Photovoltaic | 39.7815 | -75.5484 | 1.3
2025-09 | PJM | South Campus Solar | 59922 | GA500 | JPMorgan Chase Bank | Solar Photovoltaic | 39.7815 | -75.5484 | 0.5
2025-09 | MISO | Alpine Power Plant | 59926 | AI1 | Wolverine Power Supply Coop | Natural Gas Fired Combustion Turbine | 45.0637 | -84.8253 | 226.9
2025-09 | MISO | Alpine Power Plant | 59926 | AI2 | Wolverine Power Supply Coop | Natural Gas Fired Combustion Turbine | 45.0637 | -84.8253 | 226.9
2025-09 | ISNE | Hunt Road Solar | 59927 | PV1 | Citizens Enterprises Corporation | Solar Photovoltaic | 42.8298 | -70.9602 | 4.5
2025-09 | ERCO | Sky Global Power One | 59938 | UNIT1 | Sky Global Power One Pledgor, LLC | Natural Gas Internal Combustion Engine | 29.5503 | -96.5378 | 8.5
2025-09 | ERCO | Sky Global Power One | 59938 | UNIT2 | Sky Global Power One Pledgor, LLC | Natural Gas Internal Combustion Engine | 29.5503 | -96.5378 | 8.5
2025-09 | ERCO | Sky Global Power One | 59938 | UNIT3 | Sky Global Power One Pledgor, LLC | Natural Gas Internal Combustion Engine | 29.5503 | -96.5378 | 8.5
2025-09 | ERCO | Sky Global Power One | 59938 | UNIT4 | Sky Global Power One Pledgor, LLC | Natural Gas Internal Combustion Engine | 29.5503 | -96.5378 | 8.5
2025-09 | ERCO | Sky Global Power One | 59938 | UNIT5 | Sky Global Power One Pledgor, LLC | Natural Gas Internal Combustion Engine | 29.5503 | -96.5378 | 8.5
2025-09 | ERCO | Sky Global Power One | 59938 | UNIT6 | Sky Global Power One Pledgor, LLC | Natural Gas Internal Combustion Engine | 29.5503 | -96.5378 | 8.5
2025-09 | CISO | RE Tranquillity | 59939 | BESS1 | Southern Power Co | Batteries | 36.5814 | -120.4045 | 37
2025-09 | CISO | RE Tranquillity | 59939 | BESS2 | Southern Power Co | Batteries | 36.5814 | -120.4045 | 35
2025-09 | CISO | RE Tranquillity | 59939 | TQ | Southern Power Co | Solar Photovoltaic | 36.5814 | -120.4045 | 205.3
2025-09 | CISO | Great Valley Solar Portfolio Holdings, L | 59940 | GVS2 | RWE Clean Energy | Solar Photovoltaic | 36.5812 | -120.3796 | 60
2025-09 | CISO | Great Valley Solar Portfolio Holdings, L | 59940 | GVS3 | RWE Clean Energy | Solar Photovoltaic | 36.5812 | -120.3796 | 20
2025-09 | CISO | Great Valley Solar Portfolio Holdings, L | 59940 | GVS4 | RWE Clean Energy | Solar Photovoltaic | 36.5812 | -120.3796 | 20
2025-09 | CISO | Great Valley Solar Portfolio Holdings, L | 59940 | TQ8 | RWE Clean Energy | Solar Photovoltaic | 36.5812 | -120.3796 | 102.5
2025-09 | CISO | Morgan Lancaster 1 | 59942 | ML1 | Terraform Arcadia | Solar Photovoltaic | 34.6608 | -118.0836 | 1.5
2025-09 | ERCO | Rattlesnake Den | 59943 | 1 | SunEdison LLC | Onshore Wind Turbine | 31.7432 | -101.4934 | 207.2
2025-09 | PJM | Conetoe II Solar, LLC | 59944 | CONE1 | Duke Energy Renewables Services | Solar Photovoltaic | 35.822 | -77.481 | 80
2025-09 | PJM | Five Forks Solar | 59951 | 5FRK | Five Forks Solar | Solar Photovoltaic | 36.5155 | -78.0337 | 20
2025-09 | CISO | Potrero Hills Energy Producers | 59952 | 1 | Potrero Hills Energy Producers, LLC | Landfill Gas | 38.217 | -121.9795 | 1.6
2025-09 | CISO | Potrero Hills Energy Producers | 59952 | 2 | Potrero Hills Energy Producers, LLC | Landfill Gas | 38.217 | -121.9795 | 1.6
2025-09 | CISO | Potrero Hills Energy Producers | 59952 | 3 | Potrero Hills Energy Producers, LLC | Landfill Gas | 38.217 | -121.9795 | 1.6
2025-09 | CISO | Potrero Hills Energy Producers | 59952 | 4 | Potrero Hills Energy Producers, LLC | Landfill Gas | 38.217 | -121.9795 | 1.6
2025-09 | CISO | Potrero Hills Energy Producers | 59952 | 5 | Potrero Hills Energy Producers, LLC | Landfill Gas | 38.217 | -121.9795 | 1.6
2025-09 | ISNE | Antrim Wind | 59953 | AWND1 | Antrim Wind Energy LLC | Onshore Wind Turbine | 43.0643 | -72.0063 | 28.8
2025-09 | PJM | Grand Ridge Battery Projects | 59957 | GIVB | Invenergy Services LLC | Batteries | 41.2269 | -88.6836 | 4.5
2025-09 | PJM | Grand Ridge Battery Projects | 59957 | GRES | Invenergy Services LLC | Batteries | 41.2269 | -88.6836 | 31.5
2025-09 | CISO | Western Antelope Blue Sky B | 59961 | WABSB | AES Distributed Energy | Solar Photovoltaic | 34.7321 | -118.3136 | 20
2025-09 | CISO | North Lancaster Ranch | 59962 | NLR | AES Distributed Energy | Solar Photovoltaic | 34.7195 | -118.313 | 20
2025-09 | CISO | Central Antelope Dry Ranch C | 59963 | CADRC | AES Distributed Energy | Solar Photovoltaic | 34.7205 | -118.3005 | 20
2025-09 | CISO | Elevation Solar C | 59964 | ELVSC | AES Distributed Energy | Solar Photovoltaic | 34.7303 | -118.3042 | 40
2025-09 | ISNE | Pepperidge Farm Bloomfield | 59967 | FCB | Pepperidge Farm, Inc.- Bloomfield | Other Natural Gas | 41.8693 | -72.7183 | 1.2
2025-09 | ISNE | Pepperidge Farm Bloomfield | 59967 | FCC | Pepperidge Farm, Inc.- Bloomfield | Other Natural Gas | 41.8693 | -72.7183 | 1.4
2025-09 | PJM | Desert Wind Farm, LLC | 59968 | 1 | Avangrid Power LLC | Onshore Wind Turbine | 36.31 | -76.42 | 208
2025-09 | ERCO | Bearkat | 59972 | BRKAT | Bearkat Wind Energy 1, LLC | Onshore Wind Turbine | 31.7272 | -101.582 | 196.7
2025-09 | CISO | RE Astoria | 59976 | ASTR1 | RE Astoria LLC | Solar Photovoltaic | 34.8442 | -118.4585 | 100
2025-09 | CISO | RE Astoria 2 | 59977 | ASTR2 | RE Astoria 2 LLC | Solar Photovoltaic | 34.8366 | -118.4802 | 75
2025-09 | CISO | Columbia Solar Energy, LLC | 59979 | GEN1 | Columbia Solar Energy LLC | Solar Photovoltaic | 38.0197 | -121.8651 | 19.2
2025-09 | ISNE | Mashpee Landfill Solar | 59980 | MASH | Nautilus Solar Solutions | Solar Photovoltaic | 41.63 | -70.4779 | 1.5
2025-09 | MISO | New Castle Solar RES | 59981 | PV1 | Hoosier Energy R E C, Inc | Solar Photovoltaic | 39.8541 | -85.4034 | 1.1
2025-09 | MISO | Scotland Solar RES | 59982 | PV1 | Hoosier Energy R E C, Inc | Solar Photovoltaic | 38.9099 | -86.9473 | 1.1
2025-09 | MISO | New Haven Solar RES | 59983 | PV1 | Hoosier Energy R E C, Inc | Solar Photovoltaic | 38.1941 | -86.9889 | 1.1
2025-09 | MISO | Lanesville Solar RES | 59984 | PV1 | Hoosier Energy R E C, Inc | Solar Photovoltaic | 38.2717 | -85.9864 | 1.1
2025-09 | MISO | Ellettsville Solar RES | 59985 | PV1 | Hoosier Energy R E C, Inc | Solar Photovoltaic | 39.2548 | -86.6568 | 1.1
2025-09 | MISO | Henryville Solar RES | 59986 | PV1 | Hoosier Energy R E C, Inc | Solar Photovoltaic | 38.5955 | -85.7773 | 1.1
2025-09 | MISO | Spring Mill Solar RES | 59987 | PV1 | Hoosier Energy R E C, Inc | Solar Photovoltaic | 38.7095 | -86.4697 | 1.1
2025-09 | MISO | Decatur Co. Solar RES (IN) | 59988 | PV1 | Hoosier Energy R E C, Inc | Solar Photovoltaic | 39.3379 | -85.5064 | 1.1
2025-09 | MISO | Jackson Co. Solar RES | 59989 | PV1 | Hoosier Energy R E C, Inc | Solar Photovoltaic | 38.8817 | -86.033 | 1.1
2025-09 | MISO | Johnson Co. Solar RES | 59990 | PV1 | Hoosier Energy R E C, Inc | Solar Photovoltaic | 39.518 | -86.0684 | 1.1
2025-09 | ERCO | RE Roserock | 59994 | ROSEK | Southern Power Co | Solar Photovoltaic | 30.9602 | -103.3067 | 160
2025-09 | NYIS | Clarkstown Landfill Solar Facility | 60004 | INV#1 | Clarkstown Solar LLC | Solar Photovoltaic | 41.1004 | -73.9516 | 1
2025-09 | NYIS | Clarkstown Landfill Solar Facility | 60004 | INV#2 | Clarkstown Solar LLC | Solar Photovoltaic | 41.1004 | -73.9516 | 1
2025-09 | CISO | Morelos del Sol | 60007 | MORLS | Southern Power Co | Solar Photovoltaic | 35.7314 | -119.8187 | 15
2025-09 | SWPP | Grant Wind, LLC | 60013 | GRANT | Southern Power Co | Onshore Wind Turbine | 36.9271 | -97.6963 | 151.8
2025-09 | PJM | Findlay Wind Farm | 60015 | WNDW1 | Findlay Wind Farm | Onshore Wind Turbine | 41.1012 | -83.6444 | 3
2025-09 | MISO | Domino Farms Solar | 60017 | 1 | DTE Electric Company | Solar Photovoltaic | 42.3234 | -83.6803 | 1
2025-09 | MISO | Greenwood Solar Farm | 60019 | 1 | DTE Electric Company | Solar Photovoltaic | 43.1056 | -82.6964 | 1.4
2025-09 | ISNE | Oxford | 60022 | OXFRD | CVI CleanCapital Solar 6 | Solar Photovoltaic | 42.1413 | -71.8508 | 2.8
2025-09 | CISO | Adera Solar | 60027 | ADERA | AES Distributed Energy | Solar Photovoltaic | 37.1206 | -120.3249 | 20
2025-09 | PJM | CES VMT Solar | 60029 | VMMD | RWE Clean Energy | Solar Photovoltaic | 39.6809 | -77.7271 | 1.1
2025-09 | PJM | Pecan Solar | 60030 | PECAN | Dominion Renewable Energy | Solar Photovoltaic | 36.481 | -77.4812 | 74.9
2025-09 | CISO | SunE Rochester | 60032 | RCHTR | SunE Solar XVI Lessor, LLC | Solar Photovoltaic | 34.0977 | -117.5445 | 1
2025-09 | CISO | CA Flats Solar 130, LLC | 60033 | GEN01 | California Flats Solar 130, LLC | Solar Photovoltaic | 35.6156 | -120.4044 | 130
2025-09 | CISO | CA Flats Solar 150, LLC | 60034 | GEN01 | Arevon Energy, Inc. | Solar Photovoltaic | 35.6156 | -120.4044 | 150
2025-09 | CISO | Tequesquite Landfill Solar PV Project | 60035 | RPU1 | Solar Star California XXXI, LLC | Solar Photovoltaic | 33.9782 | -117.3851 | 7.3
2025-09 | PJM | CCBC-Catonsville | 60036 | PV1 | Luminace Solar Holding, LLC | Solar Photovoltaic | 39.2525 | -76.735 | 1.6
2025-09 | PJM | Owens Corning Headquarters | 60038 | PV1 | Luminace Solar Holding, LLC | Solar Photovoltaic | 41.6447 | -83.5364 | 2.1
2025-09 | CISO | Frontier Solar LLC | 60039 | FTRS | Boralex US Operations LLC | Solar Photovoltaic | 37.3799 | -121.1307 | 20
2025-09 | ISNE | UI RCP New Haven Fuel Cell | 60040 | NHFC | United Illuminating Co | Other Natural Gas | 41.2888 | -72.8986 | 2.8
2025-09 | CISO | Cuyama Solar, LLC | 60043 | GEN01 | Cuyama Solar, LLC | Solar Photovoltaic | 34.901 | -119.596 | 40
2025-09 | ERCO | Buckthorn Westex | 60044 | BKTH1 | Buckthorn Westex, LLC | Solar Photovoltaic | 30.5755 | -102.5513 | 154
2025-09 | NYIS | Shoreham Solar Commons | 60045 | GEN1 | Duke Energy Renewables Services | Solar Photovoltaic | 40.9344 | -72.8885 | 24.9
2025-09 | MISO | Portage Solar | 60046 | PV7 | Ecos Energy LLC | Solar Photovoltaic | 41.5611 | -87.1555 | 1.5
2025-09 | MISO | Middlebury Solar | 60047 | PV6 | Ecos Energy LLC | Solar Photovoltaic | 41.6972 | -85.6875 | 1.5
2025-09 | CISO | Golden Hills Wind | 60049 | GE | Golden Hills Wind, LLC | Onshore Wind Turbine | 37.7133 | -121.6404 | 85.9
2025-09 | ISNE | UI RCP Bridgeport Seaside | 60054 | BPFC | United Illuminating Co | Other Natural Gas | 41.1576 | -73.2081 | 2.8
2025-09 | ISNE | UI RCP Bridgeport Seaside | 60054 | BPPV | United Illuminating Co | Solar Photovoltaic | 41.1576 | -73.2081 | 2.2
2025-09 | ISNE | Syncarpha Palmer, LLC | 60056 | SYNPA | Syncarpha Palmer, LLC | Solar Photovoltaic | 42.2228 | -72.3095 | 4.8
2025-09 | ERCO | Los Vientos V Wind Power | 60059 | 1 | Duke Energy Renewables Services | Onshore Wind Turbine | 26.4117 | -98.5716 | 110
2025-09 | CISO | Lindberg FIeld Solar | 60060 | SDIA2 | Lindberg Field Solar I LLC | Solar Photovoltaic | 32.7292 | -117.2077 | 1.8
2025-09 | CISO | Lindberg FIeld Solar | 60060 | SDIAA | Lindberg Field Solar I LLC | Solar Photovoltaic | 32.7292 | -117.2077 | 0.6
2025-09 | CISO | Lindberg FIeld Solar | 60060 | SDIAB | Lindberg Field Solar I LLC | Solar Photovoltaic | 32.7292 | -117.2077 | 0.5
2025-09 | ISNE | Federal Road Solar 1, LLC CSG | 60065 | FEDRD | Federal Road Solar 1, LLC | Solar Photovoltaic | 41.8069 | -70.7257 | 4.4
2025-09 | ISNE | BWC Swan Pond River CSG | 60067 | SPRMA | BWC Swan Pond River, LLC | Solar Photovoltaic | 41.7956 | -71.2266 | 1.6
2025-09 | SWPP | Cedar Bluff Wind, LLC | 60069 | CBLF1 | Cedar Bluff Wind, LLC | Onshore Wind Turbine | 38.6976 | -99.7293 | 212.8
2025-09 | ISNE | Leominster | 60073 | SNLEO | Syncarpha Massachusetts, LLC | Solar Photovoltaic | 42.5616 | -71.7554 | 2
2025-09 | ISNE | North Adams Landfill | 60074 | SNNOA | Syncarpha North Adams, LLC | Solar Photovoltaic | 42.6691 | -73.092 | 2.2
2025-09 | ISNE | Fisher Road Solar | 60075 | SYFRS | Fisher Road Solar I, LLC | Solar Photovoltaic | 41.5933 | -71.0181 | 4.6
2025-09 | ISNE | Palmer Landfill | 60076 | SYNPL | Syncarpha Bondsville, LLC | Solar Photovoltaic | 42.2166 | -72.3155 | 4
2025-09 | CISO | CED Avenal | 60077 | AVCA | RWE Clean Energy | Solar Photovoltaic | 35.9963 | -120.1515 | 15.8
2025-09 | CISO | CED Ducor 1 | 60078 | DU1CA | RWE Clean Energy | Solar Photovoltaic | 35.8563 | -119.0684 | 20
2025-09 | CISO | CED Ducor 2 | 60079 | DU2CA | RWE Clean Energy | Solar Photovoltaic | 35.8442 | -119.0681 | 20
2025-09 | CISO | CED Ducor 3 | 60080 | DU3CA | RWE Clean Energy | Solar Photovoltaic | 35.8454 | -119.057 | 15
2025-09 | CISO | CED Ducor 4 | 60081 | DU4CA | RWE Clean Energy | Solar Photovoltaic | 35.8504 | -119.027 | 20
2025-09 | CISO | Fresno Solar | 60083 | PV-S | Wellhead Services, Inc | Solar Photovoltaic | 36.6168 | -120.1051 | 1.5
2025-09 | CISO | Fresno Solar | 60083 | PV-W | Wellhead Services, Inc | Solar Photovoltaic | 36.6168 | -120.1051 | 1.5
2025-09 | CISO | AVS Lancaster 1 | 60085 | PV1 | Tesla Inc. | Solar Photovoltaic | 34.7489 | -117.9736 | 3.7
2025-09 | CISO | US-TOPCO (Soccer Center) | 60086 | PV1 | Tesla Inc. | Solar Photovoltaic | 34.6607 | -118.0812 | 3
2025-09 | ERCO | South Plains II | 60087 | SPII | Onward Energy | Onshore Wind Turbine | 34.197 | -101.3815 | 300
2025-09 | PJM | Elkton Solar | 60089 | ELKTN | SunE DB27, LLC | Solar Photovoltaic | 39.6035 | -75.8362 | 1.6
2025-09 | CISO | Kingbird B Solar, LLC | 60091 | GEN01 | Arevon Energy, Inc. | Solar Photovoltaic | 34.8242 | -118.4385 | 20
2025-09 | CISO | Blythe Solar II, LLC | 60092 | BLCK4 | Blythe Solar II, LLC | Solar Photovoltaic | 33.68 | -114.73 | 33.2
2025-09 | CISO | Blythe Solar II, LLC | 60092 | BLCK5 | Blythe Solar II, LLC | Solar Photovoltaic | 33.68 | -114.73 | 33.9
2025-09 | CISO | Blythe Solar II, LLC | 60092 | BLCK6 | Blythe Solar II, LLC | Solar Photovoltaic | 33.68 | -114.73 | 32
2025-09 | CISO | Blythe Solar II, LLC | 60092 | BLCK7 | Blythe Solar II, LLC | Solar Photovoltaic | 33.68 | -114.73 | 32.1
2025-09 | CISO | Blythe Solar II, LLC | 60092 | BLST2 | Blythe Solar II, LLC | Batteries | 33.68 | -114.73 | 115
2025-09 | CISO | Blythe Solar 110, LLC | 60093 | BES1 | Blythe Solar 110, LLC | Batteries | 33.68 | -114.742 | 63
2025-09 | CISO | Blythe Solar 110, LLC | 60093 | BLCK1 | Blythe Solar 110, LLC | Solar Photovoltaic | 33.68 | -114.742 | 38.7
2025-09 | CISO | Blythe Solar 110, LLC | 60093 | BLCK2 | Blythe Solar 110, LLC | Solar Photovoltaic | 33.68 | -114.742 | 36.3
2025-09 | CISO | Blythe Solar 110, LLC | 60093 | BLCK3 | Blythe Solar 110, LLC | Solar Photovoltaic | 33.68 | -114.742 | 34.8
2025-09 | CISO | Blythe Solar III, LLC Hybrid | 60094 | BLSL3 | Blythe Solar III, LLC | Solar Photovoltaic | 33.656 | -114.742 | 136.8
2025-09 | CISO | Blythe Solar III, LLC Hybrid | 60094 | BLST3 | Blythe Solar III, LLC | Batteries | 33.656 | -114.742 | 115
2025-09 | CISO | Blythe Solar IV, LLC | 60095 | BLS4A | Blythe Solar IV, LLC | Solar Photovoltaic | 33.682 | -114.768 | 68.7
2025-09 | CISO | Blythe Solar IV, LLC | 60095 | BLS4B | Blythe Solar IV, LLC | Solar Photovoltaic | 33.682 | -114.768 | 68.7
2025-09 | CISO | Blythe Solar IV, LLC | 60095 | BLST4 | Blythe Solar IV, LLC | Batteries | 33.682 | -114.768 | 47
2025-09 | PJM | Town of Chestertown- Chestertown WWTP | 60096 | PV1 | Tesla Inc. | Solar Photovoltaic | 39.1995 | -76.0767 | 1
2025-09 | NYIS | Onondaga County - Metro Water Board | 60097 | PV1 | Tesla Inc. | Solar Photovoltaic | 43.1838 | -76.2241 | 1
2025-09 | NYIS | Onondaga County - Oak Orchard WWTP | 60098 | PV1 | Tesla Inc. | Solar Photovoltaic | 43.1727 | -76.1301 | 2
2025-09 | ISNE | Hewlett-Packard (HP) - Andover, MA | 60099 | PV1 | Tesla Inc. | Solar Photovoltaic | 42.6247 | -71.1829 | 1.7
2025-09 | MISO | Lorin Industries | 60102 | 1 | Lorin Industries | Natural Gas Internal Combustion Engine | 43.2166 | -86.2144 | 0.8
2025-09 | MISO | Lorin Industries | 60102 | 2 | Lorin Industries | Natural Gas Internal Combustion Engine | 43.2166 | -86.2144 | 0.8
2025-09 | MISO | Lorin Industries | 60102 | 3 | Lorin Industries | Natural Gas Internal Combustion Engine | 43.2166 | -86.2144 | 0.8
2025-09 | MISO | Lorin Industries | 60102 | 4 | Lorin Industries | Natural Gas Internal Combustion Engine | 43.2166 | -86.2144 | 0.8
2025-09 | ERCO | Javelina Wind Energy, LLC | 60104 | GEWTG | Javelina Wind Energy, LLC | Onshore Wind Turbine | 27.32 | -99 | 249.7
2025-09 | ISNE | UDR Glastonbury Fuel Cell | 60109 | UDRFC | UIL Distributed Resources, LLC | Other Natural Gas | 41.717 | -72.5361 | 3.4
2025-09 | ISNE | Town of Needham VNEM CSG | 60110 | PV1 | Tesla Inc. | Solar Photovoltaic | 42.2767 | -71.2594 | 3
2025-09 | ISNE | Williamsburg Solar LLC VNEM CSG | 60111 | PV1 | Tesla Inc. | Solar Photovoltaic | 42.3871 | -72.7134 | 2.2
2025-09 | PJM | Jackson Board of Education-Liberty HS | 60113 | PV1 | Tesla Inc. | Solar Photovoltaic | 40.0927 | -74.262 | 1.2
2025-09 | ISNE | Oneida County- DPW | 60114 | PV1 | Tesla Inc. | Solar Photovoltaic | 43.1508 | -75.3713 | 1.5
2025-09 | ISNE | Town of Halfmoon | 60115 | PV1 | Tesla Inc. | Solar Photovoltaic | 42.835 | -73.6757 | 1
2025-09 | ISNE | BJ's Wholesale Club, Inc- Uxbridge | 60116 | PV1 | Tesla Inc. | Solar Photovoltaic | 42.0197 | -71.6041 | 1
2025-09 | MISO | Western Michigan Solar Gardens | 60117 | 1 | Consumers Energy Co - (MI) | Solar Photovoltaic | 42.2525 | -85.6427 | 1
2025-09 | MISO | Grand Valley Solar Gardens | 60118 | 1 | Consumers Energy Co - (MI) | Solar Photovoltaic | 42.9531 | -85.9012 | 3
2025-09 | ERCO | Colorado Bend II | 60122 | CT7 | Constellation Power, Inc | Natural Gas Fired Combined Cycle | 29.2894 | -96.0654 | 360.9
2025-09 | ERCO | Colorado Bend II | 60122 | CT8 | Constellation Power, Inc | Natural Gas Fired Combined Cycle | 29.2894 | -96.0654 | 360.9
2025-09 | ERCO | Colorado Bend II | 60122 | STG9 | Constellation Power, Inc | Natural Gas Fired Combined Cycle | 29.2894 | -96.0654 | 508.5
2025-09 | ERCO | Castle Gap Solar Hybrid | 60123 | BAT1 | Upton County Solar 2 LLC | Batteries | 31.255 | -102.272 | 9.9
2025-09 | ERCO | Castle Gap Solar Hybrid | 60123 | CGAP | Upton County Solar 2 LLC | Solar Photovoltaic | 31.255 | -102.272 | 180
2025-09 | PJM | Harpster Wind | 60126 | H1 | OEE XVII, LLC | Onshore Wind Turbine | 40.7183 | -83.2287 | 1.5
2025-09 | PJM | Eastern Shore Solar, LLC | 60127 | PV1 | Dominion Renewable Energy | Solar Photovoltaic | 37.9439 | -75.5696 | 80
2025-09 | PJM | Zephyr Wind | 60128 | Z1 | OEE XIX, LLC | Onshore Wind Turbine | 41.0961 | -83.6414 | 1.5
2025-09 | PJM | Zephyr Wind | 60128 | Z2 | OEE XIX, LLC | Onshore Wind Turbine | 41.0961 | -83.6414 | 1.5
2025-09 | PJM | Zephyr Wind | 60128 | Z3 | OEE XIX, LLC | Onshore Wind Turbine | 41.0961 | -83.6414 | 1.5
2025-09 | PJM | New Creek Wind | 60132 | NCG01 | New Creek Wind, LLC | Onshore Wind Turbine | 39.2006 | -79.1406 | 103
2025-09 | PJM | Glasgow LFGTE | 60137 | 1 | East Kentucky Power Coop, Inc | Landfill Gas | 36.9874 | -85.9575 | 1
2025-09 | CISO | Lemoore 1 | 60142 | LEPV1 | AES Distributed Energy | Solar Photovoltaic | 36.2579 | -119.7981 | 1.5
2025-09 | NYIS | Cornell Geneva Solar Farm | 60150 | ARGOS | Novis Renewables, LLC | Solar Photovoltaic | 42.866 | -77.031 | 2
2025-09 | CISO | Building F | 60151 | BLDGF | Golden Springs Development Company LLC | Solar Photovoltaic | 33.9144 | -118.0502 | 1.3
2025-09 | CISO | Building G | 60153 | BLDGG | Golden Springs Development Company LLC | Solar Photovoltaic | 33.9129 | -118.0506 | 1.2
2025-09 | CISO | Buidling L | 60154 | BLDG1 | Golden Springs Development Company LLC | Solar Photovoltaic | 33.9129 | -118.0419 | 1
2025-09 | CISO | Dulles | 60182 | DULLE | Golden Springs Development Company LLC | Solar Photovoltaic | 34.0301 | -117.5178 | 2
2025-09 | CISO | Freeway Springs | 60183 | FSPRI | Golden Springs Development Company LLC | Solar Photovoltaic | 33.8926 | -118.0376 | 2
2025-09 | CISO | Solverde 1 | 60185 | SOLV1 | AES Distributed Energy | Solar Photovoltaic | 34.6557 | -118.2982 | 85
2025-09 | CISO | Antelope DSR 1 | 60186 | DSR1 | AES Distributed Energy | Solar Photovoltaic | 34.6556 | -118.2807 | 50
2025-09 | CISO | Antelope DSR 2 | 60187 | DSR2 | AES Distributed Energy | Solar Photovoltaic | 34.6869 | -118.3117 | 5
2025-09 | PJM | Conetoe Solar | 60188 | CON15 | Conetoe Solar, LLC | Solar Photovoltaic | 35.8252 | -77.4578 | 5
2025-09 | PJM | Sugar Run Solar | 60189 | SRS15 | Sugar Run Solar, LLC | Solar Photovoltaic | 36.4378 | -76.5978 | 5
2025-09 | PJM | HMW Minster PV I | 60190 | MIN01 | Madison Energy Holdings LLC | Solar Photovoltaic | 40.3904 | -84.4016 | 3
2025-09 | CISO | Whitethorn Solar LLC | 60193 | GEN1 | Whitethorn Solar LLC | Solar Photovoltaic | 37.691 | -121.717 | 3.3
2025-09 | PJM | CES Cherry Hill Solar | 60201 | CHNJ | RWE Clean Energy | Solar Photovoltaic | 39.9419 | -75.0262 | 1.2
2025-09 | PJM | Hemlock Solar | 60207 | HEMLK | Hemlock Solar LLC | Solar Photovoltaic | 36.4691 | -77.5975 | 5
2025-09 | PJM | Long Farm 46 Solar, LLC | 60208 | PV1 | Duke Energy Renewables Services | Solar Photovoltaic | 36.467 | -77.618 | 5
2025-09 | PJM | HXNAir Solar One | 60209 | HXNAI | HXNAir Solar One LLC | Solar Photovoltaic | 36.3487 | -77.6315 | 5
2025-09 | ERCO | Cotton Plains Wind Farm | 60210 | CPWF | Cotton Plains Wind I, LLC | Onshore Wind Turbine | 34.0603 | -101.1876 | 50.4
2025-09 | ERCO | Rocksprings | 60217 | RKSP | Rocksprings Val Verde Wind, LLC | Onshore Wind Turbine | 29.7275 | -100.7943 | 149.3
2025-09 | CISO | Zero Waste Energy Development Co LLC | 60220 | ZWED1 | Zero Waste Energy Development Company LLC | Other Waste Biomass | 37.4325 | -121.9528 | 0.8
2025-09 | CISO | Zero Waste Energy Development Co LLC | 60220 | ZWED2 | Zero Waste Energy Development Company LLC | Other Waste Biomass | 37.4325 | -121.9528 | 0.8
2025-09 | CISO | Equinix San Jose | 60223 | EQXOO | Bloom Energy | Other Natural Gas | 37.2417 | -121.7814 | 1.1
2025-09 | CISO | Intel Santa Clara | 60224 | NTL00 | Bloom Energy | Other Natural Gas | 37.3847 | -121.9638 | 1.1
2025-09 | ISNE | CMEEC - Bozrah | 60225 | PV1 | Tesla Inc. | Solar Photovoltaic | 41.5706 | -72.1586 | 2.5
2025-09 | PJM | BJ's Wholesale Club Inc Dist Center | 60227 | PV1 | Tesla Inc. | Solar Photovoltaic | 40.0985 | -74.8259 | 1.4
2025-09 | ISNE | Conn Mun Electric Energy Coop | 60228 | PV1 | Tesla Inc. | Solar Photovoltaic | 41.5383 | -72.1225 | 1
2025-09 | ISNE | Orange County Solar Farm (NY) | 60229 | PV1 | Tesla Inc. | Solar Photovoltaic | 41.4049 | -74.3595 | 1.5
2025-09 | CISO | Genentech-Oceanside Hybrid | 60231 | BA1 | Tesla Inc. | Batteries | 33.2111 | -117.2996 | 2
2025-09 | CISO | Genentech-Oceanside Hybrid | 60231 | PV1 | Tesla Inc. | Solar Photovoltaic | 33.2111 | -117.2996 | 4.5
2025-09 | NYIS | Onondaga County- Jamesville | 60232 | PV1 | Tesla Inc. | Solar Photovoltaic | 42.9866 | -76.0642 | 2
2025-09 | CISO | RE Garland | 60233 | BESS1 | Southern Power Co | Batteries | 34.8253 | -118.525 | 45
2025-09 | CISO | RE Garland | 60233 | BESS2 | Southern Power Co | Batteries | 34.8253 | -118.525 | 43
2025-09 | CISO | RE Garland | 60233 | PV2 | Southern Power Co | Solar Photovoltaic | 34.8253 | -118.525 | 185.1
2025-09 | PJM | Belle Haven Diesel Generation Facility | 60234 | BDG10 | Old Dominion Electric Coop | Petroleum Liquids | 37.5486 | -75.7908 | 2
2025-09 | PJM | Belle Haven Diesel Generation Facility | 60234 | BDG9 | Old Dominion Electric Coop | Petroleum Liquids | 37.5486 | -75.7908 | 2
2025-09 | PJM | Perdue Diesel Generation Facility | 60235 | PDG5 | Old Dominion Electric Coop | Petroleum Liquids | 37.742 | -75.656 | 2
2025-09 | PJM | Perdue Diesel Generation Facility | 60235 | PDG6 | Old Dominion Electric Coop | Petroleum Liquids | 37.742 | -75.656 | 2
2025-09 | PJM | Onancock Diesel Generation Facility | 60236 | ODG7 | Old Dominion Electric Coop | Petroleum Liquids | 37.7454 | -75.7205 | 2
2025-09 | PJM | Onancock Diesel Generation Facility | 60236 | ODG8 | Old Dominion Electric Coop | Petroleum Liquids | 37.7454 | -75.7205 | 2
2025-09 | MISO | McDonald Solar Farm, LLC | 60238 | PV1 | Cypress Creek Renewables | Solar Photovoltaic | 39.5946 | -87.474 | 5.2
2025-09 | MISO | Pastime Farm, LLC | 60239 | PV1 | Cypress Creek Renewables | Solar Photovoltaic | 39.5209 | -87.1816 | 5.2
2025-09 | CISO | Algonquin SKIC 10 Solar, LLC | 60242 | SKI10 | Algonquin Power Co | Solar Photovoltaic | 35.1261 | -119.2434 | 10
2025-09 | CISO | Silicon Valley Clean Water | 60249 | BES | Silicon Valley Clean Water | Batteries | 37.5426 | -122.2311 | 1
2025-09 | CISO | Silicon Valley Clean Water | 60249 | CGN | Silicon Valley Clean Water | Other Waste Biomass | 37.5426 | -122.2311 | 1.2
2025-09 | MISO | IMPA Huntingburg Solar Park | 60251 | SHUNT | Indiana Municipal Power Agency | Solar Photovoltaic | 38.3196 | -86.9681 | 2
2025-09 | MISO | IMPA Washington Solar Park | 60252 | SWASH | Indiana Municipal Power Agency | Solar Photovoltaic | 38.6535 | -87.2092 | 4
2025-09 | PJM | IMPA Anderson Solar Park | 60253 | SANDE | Indiana Municipal Power Agency | Solar Photovoltaic | 40.0516 | -85.7371 | 5
2025-09 | MISO | Owatonna Energy Station | 60254 | UNIT1 | Southern Minnesota Mun P Agny | Natural Gas Internal Combustion Engine | 44.0852 | -93.2627 | 9.7
2025-09 | MISO | Owatonna Energy Station | 60254 | UNIT2 | Southern Minnesota Mun P Agny | Natural Gas Internal Combustion Engine | 44.0852 | -93.2627 | 9.7
2025-09 | MISO | Owatonna Energy Station | 60254 | UNIT3 | Southern Minnesota Mun P Agny | Natural Gas Internal Combustion Engine | 44.0852 | -93.2627 | 9.7
2025-09 | MISO | Owatonna Energy Station | 60254 | UNIT4 | Southern Minnesota Mun P Agny | Natural Gas Internal Combustion Engine | 44.0852 | -93.2627 | 9.7
2025-09 | CISO | Weymouth Solar Plant | 60255 | 1 | Metropolitan Water District of S CA | Solar Photovoltaic | 34.1086 | -117.7822 | 2
2025-09 | CISO | Weymouth Solar Plant | 60255 | 2 | Metropolitan Water District of S CA | Solar Photovoltaic | 34.1086 | -117.7822 | 1
2025-09 | SWPP | Bluestem | 60256 | 1 | Bluestem Wind Energy, LLC | Onshore Wind Turbine | 36.5522 | -100.5876 | 198
2025-09 | SWPP | Prairie Breeze II | 60262 | GEN1 | Invenergy Services LLC | Onshore Wind Turbine | 41.9877 | -98.2104 | 73.4
2025-09 | ERCO | Bacliff | 60264 | BCGT1 | PHR Holdings LLC | Natural Gas Fired Combustion Turbine | 29.4923 | -94.9848 | 71.2
2025-09 | ERCO | Bacliff | 60264 | BCGT2 | PHR Holdings LLC | Natural Gas Fired Combustion Turbine | 29.4923 | -94.9848 | 71.2
2025-09 | ERCO | Bacliff | 60264 | BCGT3 | PHR Holdings LLC | Natural Gas Fired Combustion Turbine | 29.4923 | -94.9848 | 71.2
2025-09 | ERCO | Bacliff | 60264 | BCGT4 | PHR Holdings LLC | Natural Gas Fired Combustion Turbine | 29.4923 | -94.9848 | 71.2
2025-09 | ERCO | Bacliff | 60264 | BCGT5 | PHR Holdings LLC | Natural Gas Fired Combustion Turbine | 29.4923 | -94.9848 | 71.2
2025-09 | ERCO | Bacliff | 60264 | BCGT6 | PHR Holdings LLC | Natural Gas Fired Combustion Turbine | 29.4923 | -94.9848 | 71.2
2025-09 | PJM | Junction Road | 60265 | JUNCT | NJR Clean Energy Ventures Corporation | Solar Photovoltaic | 40.5237 | -74.8434 | 4.4
2025-09 | PJM | Cedar Branch | 60266 | CEDAR | NJR Clean Energy Ventures Corporation | Solar Photovoltaic | 39.5033 | -74.9645 | 6.1
2025-09 | PJM | Sharon Station | 60267 | SHRN1 | NJR Clean Energy Ventures Corporation | Solar Photovoltaic | 40.1826 | -74.539 | 2.7
2025-09 | SWPP | Blue Cloud Wind Energy LLC | 60270 | WT1 | TC Energy | Onshore Wind Turbine | 34.0382 | -102.6652 | 148.4
2025-09 | ERCO | Canyon Wind Project, LLC | 60271 | WT1 | Canyon Wind Project, LLC | Onshore Wind Turbine | 32.6311 | -101.0085 | 308.8
2025-09 | ISNE | CED Westfield Solar, LLC | 60274 | WFMA | RWE Clean Energy | Solar Photovoltaic | 42.1756 | -72.7552 | 2
2025-09 | CISO | Westside Solar Power PV1 | 60275 | WSPV1 | Westside Assets LLC | Solar Photovoltaic | 36.219 | -119.907 | 2
2025-09 | ISNE | West Groton CHP | 60276 | G1 | Hollingsworth & Vose Co West Groton | Natural Gas Fired Combustion Turbine | 42.6134 | -71.6338 | 4.1
2025-09 | ISNE | Southbridge Solar | 60278 | SBRDG | AES Distributed Energy | Solar Photovoltaic | 42.0909 | -72.0117 | 1.9
2025-09 | CISO | Antelope Big Sky Ranch | 60279 | ABSR | AES Distributed Energy | Solar Photovoltaic | 34.6948 | -118.2877 | 20
2025-09 | CISO | Summer Solar LLC | 60280 | SUMSL | AES Distributed Energy | Solar Photovoltaic | 34.7147 | -118.311 | 20
2025-09 | CISO | Central Antelope Dry Ranch B LLC | 60281 | CADRB | Central Antelope Dry Ranch B, LLC | Solar Photovoltaic | 34.7055 | -118.3014 | 3
2025-09 | PJM | Clinton Battery | 60297 | 1 | Clinton Battery Utility, LLC | Batteries | 39.2959 | -83.9608 | 10
2025-09 | PJM | Keys Energy Center | 60302 | 10 | PSEG Keys Energy Center, LLC | Natural Gas Fired Combined Cycle | 38.6955 | -76.8278 | 359.6
2025-09 | PJM | Keys Energy Center | 60302 | 11 | PSEG Keys Energy Center, LLC | Natural Gas Fired Combined Cycle | 38.6955 | -76.8278 | 235.5
2025-09 | PJM | Keys Energy Center | 60302 | 12 | PSEG Keys Energy Center, LLC | Natural Gas Fired Combined Cycle | 38.6955 | -76.8278 | 235.5
2025-09 | MISO | Sumrall II Solar Farm | 60303 | SUM2 | Onward Energy | Solar Photovoltaic | 31.3971 | -89.4859 | 52
2025-09 | CISO | Mesquite Solar 2, LLC | 60307 | 1 | RWE Clean Energy | Solar Photovoltaic | 33.3328 | -112.9114 | 100
2025-09 | CISO | Mesquite Solar 3, LLC | 60308 | 1 | RWE Clean Energy | Solar Photovoltaic | 33.3476 | -112.9368 | 150
2025-09 | CISO | Portal Ridge Solar B, LLC | 60310 | GEN01 | Portal Ridge Solar, LLC | Solar Photovoltaic | 34.7165 | -118.2821 | 20
2025-09 | CISO | Portal Ridge Solar C, LLC | 60311 | GEN01 | Portal Ridge Solar, LLC | Solar Photovoltaic | 34.7141 | -118.2739 | 11.4
2025-09 | SWPP | Prairie Breeze III | 60314 | GEN1 | Invenergy Services LLC | Onshore Wind Turbine | 41.9877 | -98.2104 | 35.8
2025-09 | PJM | Scott Solar Farm | 60316 | 1 | Dominion Energy Inc. | Solar Photovoltaic | 37.523 | -77.934 | 17
2025-09 | PJM | Scott Solar Farm | 60316 | SCBS | Dominion Energy Inc. | Batteries | 37.523 | -77.934 | 40
2025-09 | PJM | Woodland Solar Farm | 60318 | 1 | Virginia Electric & Power Co | Solar Photovoltaic | 36.89 | -76.611 | 19
2025-09 | PJM | Whitehouse Solar Farm | 60319 | 1 | Virginia Electric & Power Co | Solar Photovoltaic | 38.023 | -77.972 | 20
2025-09 | CISO | Willow Spring Solar, LLC | 60324 | GEN01 | Willow Spring Solar LLC | Solar Photovoltaic | 34.8267 | -118.3352 | 107.9
2025-09 | MISO | O'Brien Wind | 60326 | OBWF | MidAmerican Energy Co | Onshore Wind Turbine | 43.2004 | -95.6243 | 61.9
2025-09 | MISO | O'Brien Wind | 60326 | OBWF2 | MidAmerican Energy Co | Onshore Wind Turbine | 43.2004 | -95.6243 | 108.7
2025-09 | MISO | O'Brien Wind | 60326 | OBWF3 | MidAmerican Energy Co | Onshore Wind Turbine | 43.2004 | -95.6243 | 79.7
2025-09 | PJM | East Amwell | 60327 | AMWEL | NJR Clean Energy Ventures Corporation | Solar Photovoltaic | 40.4433 | -74.8764 | 1.8
2025-09 | PJM | Ringer Hill Wind Farm, LLC | 60329 | RINGR | Ringer Hill Wind LLC | Onshore Wind Turbine | 39.7447 | -79.1881 | 39.9
2025-09 | ERCO | Electra Wind Farm | 60338 | EWF | Electra Wind, LLC | Onshore Wind Turbine | 34.1029 | -99.1187 | 230
2025-09 | ERCO | Horse Creek Wind Farm | 60339 | HCWF | Horse Creek Wind, LLC | Onshore Wind Turbine | 33.35 | -99.54 | 230
2025-09 | MISO | Ida Grove Wind | 60342 | IGWF | MidAmerican Energy Co | Onshore Wind Turbine | 42.3557 | -95.4204 | 61.1
2025-09 | MISO | Ida Grove Wind | 60342 | IGWF2 | MidAmerican Energy Co | Onshore Wind Turbine | 42.3557 | -95.4204 | 119.6
2025-09 | MISO | Ida Grove Wind | 60342 | IGWF3 | MidAmerican Energy Co | Onshore Wind Turbine | 42.3557 | -95.4204 | 92.8
2025-09 | MISO | Ida Grove Wind | 60342 | IGWF4 | MidAmerican Energy Co | Onshore Wind Turbine | 42.3557 | -95.4204 | 27.6
2025-09 | ISNE | Sudbury Solar | 60344 | SUD | Ecos Energy LLC | Solar Photovoltaic | 43.833 | -73.192 | 2
2025-09 | MISO | Demille Solar Farm | 60346 | 1 | DTE Electric Company | Solar Photovoltaic | 43.04 | -83.3332 | 28.4
2025-09 | MISO | Turrill Solar Farm | 60347 | 1 | DTE Electric Company | Solar Photovoltaic | 43.0347 | -83.3089 | 19.6
2025-09 | MISO | O'Shea Solar Farm | 60348 | 1 | DTE Electric Company | Solar Photovoltaic | 42.378 | -83.2001 | 2
2025-09 | PJM | Cecil County CCVT HS | 60353 | CCVT | SunE DB42, LLC | Solar Photovoltaic | 39.651 | -75.8083 | 2
2025-09 | SWPP | Brady II Wind Energy Center | 60354 | BWEC2 | Brady Wind II, LLC | Onshore Wind Turbine | 46.6115 | -102.7882 | 150
2025-09 | SWPP | Brady Wind Energy Center | 60355 | BWEC1 | Brady Wind, LLC | Onshore Wind Turbine | 46.6465 | -102.7651 | 150
2025-09 | PJM | South Field Energy | 60356 | SFCT1 | South Field Energy, LLC | Natural Gas Fired Combined Cycle | 40.6353 | -80.6782 | 344.4
2025-09 | PJM | South Field Energy | 60356 | SFCT2 | South Field Energy, LLC | Natural Gas Fired Combined Cycle | 40.6353 | -80.6782 | 344.4
2025-09 | PJM | South Field Energy | 60356 | SFST1 | South Field Energy, LLC | Natural Gas Fired Combined Cycle | 40.6353 | -80.6782 | 260.8
2025-09 | PJM | South Field Energy | 60356 | SFST2 | South Field Energy, LLC | Natural Gas Fired Combined Cycle | 40.6353 | -80.6782 | 260.8
2025-09 | PJM | Lackawanna Energy Center | 60357 | GEN1 | Invenergy Services LLC | Natural Gas Fired Combined Cycle | 41.4714 | -75.5442 | 499.5
2025-09 | PJM | Lackawanna Energy Center | 60357 | GEN2 | Invenergy Services LLC | Natural Gas Fired Combined Cycle | 41.4714 | -75.5442 | 499.5
2025-09 | PJM | Lackawanna Energy Center | 60357 | GEN3 | Invenergy Services LLC | Natural Gas Fired Combined Cycle | 41.4714 | -75.5442 | 499.5
2025-09 | PJM | White Farm Solar, LLC | 60363 | WFSPV | Cypress Creek Renewables | Solar Photovoltaic | 36.3476 | -77.2224 | 5.2
2025-09 | NYIS | Vulcraft Solar | 60365 | VULC | Soltage VUL 1600 Chemung, LLC | Solar Photovoltaic | 42.0059 | -76.6193 | 1.6
2025-09 | ERCO | Old Settler Wind | 60366 | OSWF | Old Settler Wind, LLC | Onshore Wind Turbine | 34.0603 | -101.1876 | 151.2
2025-09 | PJM | Hummel Station LLC | 60368 | CTG1 | Hummel Station, LLC | Natural Gas Fired Combined Cycle | 40.839 | -76.8255 | 244.8
2025-09 | PJM | Hummel Station LLC | 60368 | CTG2 | Hummel Station, LLC | Natural Gas Fired Combined Cycle | 40.839 | -76.8255 | 244.8
2025-09 | PJM | Hummel Station LLC | 60368 | CTG3 | Hummel Station, LLC | Natural Gas Fired Combined Cycle | 40.839 | -76.8255 | 244.8
2025-09 | PJM | Hummel Station LLC | 60368 | STG | Hummel Station, LLC | Natural Gas Fired Combined Cycle | 40.839 | -76.8255 | 460
2025-09 | PJM | Battleboro Farm | 60369 | BFPV | Oppidum Renewables USA, LLC | Solar Photovoltaic | 36.0586 | -77.7608 | 5.2
2025-09 | ERCO | Lamesa Solar | 60372 | LSPV1 | Southern Power Co | Solar Photovoltaic | 32.7156 | -101.9265 | 102
2025-09 | PJM | ILR Landfill | 60375 | ILR1 | ILR Landfill | Solar Photovoltaic | 40.4705 | -74.3836 | 6.6
2025-09 | PJM | Clean Energy Future-Lordstown, LLC | 60376 | CTG1 | Clean Energy Future-Lordstown, LLC | Natural Gas Fired Combined Cycle | 41.1489 | -80.8516 | 311
2025-09 | PJM | Clean Energy Future-Lordstown, LLC | 60376 | CTG2 | Clean Energy Future-Lordstown, LLC | Natural Gas Fired Combined Cycle | 41.1489 | -80.8516 | 311
2025-09 | PJM | Clean Energy Future-Lordstown, LLC | 60376 | STG1 | Clean Energy Future-Lordstown, LLC | Natural Gas Fired Combined Cycle | 41.1489 | -80.8516 | 340
2025-09 | PJM | NHA at Mansfield NJ | 60378 | PV1 | Luminace Solar New Jersey, LLC | Solar Photovoltaic | 40.76 | -74.935 | 5
2025-09 | PJM | Hertford Solar Farm | 60384 | HERT | Duke Energy Renewables Services | Solar Photovoltaic | 36.1303 | -76.4909 | 5
2025-09 | CISO | Santa Rita Jail Fuel Cell | 60385 | MB-18 | SRJFC, LLC | Other Natural Gas | 37.7192 | -121.8869 | 1.4
2025-09 | CISO | RE Garland A | 60386 | PV1 | Southern Power Co | Solar Photovoltaic | 34.8215 | -118.4974 | 20.2
2025-09 | PJM | Invenergy Nelson Expansion LLC | 60387 | GEN3 | Invenergy Services LLC | Natural Gas Fired Combustion Turbine | 41.7744 | -89.6065 | 190
2025-09 | PJM | Invenergy Nelson Expansion LLC | 60387 | GEN4 | Invenergy Services LLC | Natural Gas Fired Combustion Turbine | 41.7744 | -89.6065 | 190
2025-09 | PJM | Morgantown | 60388 | GEMT | Energy Developments, Inc d/b/a EDL | Landfill Gas | 40.1746 | -75.9137 | 1.6
2025-09 | PJM | Beech Ridge Energy Storage | 60390 | BRES | Invenergy Services LLC | Batteries | 38.0878 | -80.4925 | 31.5
2025-09 | ISNE | SJA Solar LLC-Solterra Monastery CSG | 60391 | SJAPV | SJA Solar, LLC | Solar Photovoltaic | 42.2834 | -72.0085 | 14.7
2025-09 | ISNE | Pfizer Groton Fuel Cell | 60392 | MM-24 | Groton Fuel Cell 1 LLC | Other Natural Gas | 41.3339 | -72.0711 | 2.8
2025-09 | ISNE | Pfizer Groton Fuel Cell | 60392 | MM-25 | Groton Fuel Cell 1 LLC | Other Natural Gas | 41.3339 | -72.0711 | 2.8
2025-09 | PJM | MC1 Solar | 60395 | MC1PV | MC1 Solar Farm, LLC | Solar Photovoltaic | 35.8748 | -77.1397 | 5
2025-09 | ISNE | Pisgah Mountain Wind | 60404 | PISGA | Pisgah Mountain, LLC | Onshore Wind Turbine | 44.7773 | -68.5234 | 9.1
2025-09 | SWPP | Chaves Solar, LLC | 60405 | CSPV | Chaves Solar LLC | Solar Photovoltaic | 33.45 | -104.456 | 70
2025-09 | SWPP | Roswell Solar, LLC | 60406 | RSPV | Roswell Solar, LLC | Solar Photovoltaic | 33.4529 | -104.4611 | 70
2025-09 | PJM | Sullivan Solar, LLC | 60410 | SULPV | Cypress Creek Renewables | Solar Photovoltaic | 39.132 | -87.4138 | 5.2
2025-09 | ISNE | Coventry Photovoltaic, LLC | 60411 | COVEN | Coventry Photovoltaic, LLC | Solar Photovoltaic | 44.9102 | -72.2198 | 2.2
2025-09 | CISO | Munro Valley Solar | 60412 | MUN | Ecos Energy LLC | Solar Photovoltaic | 36.2647 | -117.9955 | 4
2025-09 | SWPP | Bethel Wind Farm LLC | 60414 | GEN1 | Southern Power Co | Onshore Wind Turbine | 34.5753 | -102.4747 | 276
2025-09 | PJM | Hardison Farm Solar, LLC | 60415 | HFSPV | Cypress Creek Renewables | Solar Photovoltaic | 35.8308 | -77.0219 | 5.2
2025-09 | PJM | Modlin Solar Farm | 60417 | MSFPV | Cypress Creek Renewables | Solar Photovoltaic | 35.8503 | -77.1102 | 4.9
2025-09 | PJM | Morgan's Corner | 60422 | 1 | Dominion Renewable Energy | Solar Photovoltaic | 36.4211 | -76.3642 | 20
2025-09 | ISNE | Fairhaven C CSG | 60423 | FCPV | MN8 Energy LLC | Solar Photovoltaic | 41.663 | -70.8632 | 1.6
2025-09 | ISNE | West Bridgewater AB CSG | 60424 | WBAB | MN8 Energy LLC | Solar Photovoltaic | 42.0253 | -71.0336 | 1.7
2025-09 | NYIS | Skidmore College | 60425 | SO049 | Terraform Arcadia | Solar Photovoltaic | 43.0937 | -73.8113 | 1.8
2025-09 | CISO | RCWD PV Project | 60426 | RCWD | MN8 Energy LLC | Solar Photovoltaic | 33.5226 | -117.1815 | 4.1
2025-09 | ERCO | CoServ Community Solar Station | 60427 | CSS1 | CoServ Electric | Solar Photovoltaic | 33.2706 | -96.9792 | 2
2025-09 | CISO | CA Dept of Public Health at Richmond | 60428 | PV1 | California PV Energy LLC | Solar Photovoltaic | 37.92 | -122.344 | 2.2
2025-09 | NYIS | Tompkins Cortland Community College | 60431 | TC3 | SEC LHNY Solar One, LLC | Solar Photovoltaic | 42.5025 | -76.2865 | 2
2025-09 | MISO | Crane Solar Facility | 60435 | XXXXX | Duke Energy Indiana, LLC | Solar Photovoltaic | 38.8164 | -86.8842 | 17
2025-09 | ERCO | East Pecos Solar | 60436 | 1 | Southern Power Co | Solar Photovoltaic | 31.0009 | -102.2817 | 118.5
2025-09 | PJM | Bernards Solar | 60437 | BERNS | NJR Clean Energy Ventures Corporation | Solar Photovoltaic | 40.7027 | -74.5816 | 2.9
2025-09 | PJM | Whitakers Farm (Fisher Rd) | 60438 | 1 | Strata Manager, LLC | Solar Photovoltaic | 36.1155 | -77.7251 | 3.4
2025-09 | ISNE | Carver MA 1 Community Solar | 60442 | CMA1 | Navisun LLC | Solar Photovoltaic | 41.9428 | -70.7611 | 2
2025-09 | ISNE | Wareham MA 1 Community Solar | 60443 | WMA1 | Navisun LLC | Solar Photovoltaic | 41.8017 | -70.7046 | 2
2025-09 | CISO | E&B Resources | 60446 | PVEB | Terraform Arcadia | Solar Photovoltaic | 35.5346 | -119.06 | 1
2025-09 | PJM | Presbyterian Senior Living Service | 60447 | PSLS | Terraform Arcadia | Solar Photovoltaic | 39.4476 | -76.5163 | 1
2025-09 | CISO | Corcoran | 60450 | PVCR | Terraform Arcadia | Solar Photovoltaic | 36.1023 | -119.5665 | 1.1
2025-09 | ISNE | Brookside | 60451 | PVBR | Terraform Arcadia | Solar Photovoltaic | 41.9876 | -71.584 | 1
2025-09 | NYIS | Calverton | 60452 | CALV | Terraform Arcadia | Solar Photovoltaic | 40.9211 | -72.7437 | 3
2025-09 | NYIS | Cummins, Inc | 60453 | CUMM | Terraform Arcadia | Solar Photovoltaic | 42.0812 | -79.3612 | 1.8
2025-09 | NYIS | Houghton | 60454 | HOUGH | Terraform Arcadia | Solar Photovoltaic | 42.4267 | -78.1566 | 2
2025-09 | NYIS | Oneida - South | 60455 | ONS | Madison Energy Investments LLC | Solar Photovoltaic | 43.1664 | -75.3869 | 1.9
2025-09 | NYIS | Oneida - West | 60456 | ONW | Madison Energy Investments LLC | Solar Photovoltaic | 43.1696 | -75.4049 | 1.9
2025-09 | ISNE | Athens Energy | 60457 | 1 | Athens Energy, LLC | Wood/Wood Waste Biomass | 44.9455 | -69.6607 | 8.5
2025-09 | ISNE | Hardwick-Athol & Eagle Hill | 60458 | HAEH | Madison Energy Investments LLC | Solar Photovoltaic | 42.3084 | -72.1896 | 2.8
2025-09 | ERCO | Port Comfort Power LLC | 60459 | PC1 | Peaker Power, LLC | Natural Gas Fired Combustion Turbine | 28.6481 | -96.5462 | 60.5
2025-09 | ERCO | Port Comfort Power LLC | 60459 | PC2 | Peaker Power, LLC | Natural Gas Fired Combustion Turbine | 28.6481 | -96.5462 | 60.5
2025-09 | ERCO | Chamon Power LLC | 60460 | CH1 | Peaker Power, LLC | Natural Gas Fired Combustion Turbine | 29.8832 | -95.1113 | 60.5
2025-09 | ERCO | Chamon Power LLC | 60460 | CH2 | Peaker Power, LLC | Natural Gas Fired Combustion Turbine | 29.8832 | -95.1113 | 60.5
2025-09 | PJM | The Clorox Company | 60461 | PV1 | Tesla Inc. | Solar Photovoltaic | 39.4721 | -76.2013 | 1.6
2025-09 | ISNE | Onondaga County- Clearwater | 60462 | PV1 | Tesla Inc. | Solar Photovoltaic | 43.4293 | -76.5157 | 2
2025-09 | ISNE | Greene County Meter #1 | 60463 | PV1 | Tesla Inc. | Solar Photovoltaic | 42.2948 | -74.0008 | 1.6
2025-09 | PJM | Tenaska Westmoreland Generating Station | 60464 | CTG1 | Tenaska Pennsylvania Partners, LLC | Natural Gas Fired Combined Cycle | 40.1752 | -79.6967 | 370
2025-09 | PJM | Tenaska Westmoreland Generating Station | 60464 | CTG2 | Tenaska Pennsylvania Partners, LLC | Natural Gas Fired Combined Cycle | 40.1752 | -79.6967 | 370
2025-09 | PJM | Tenaska Westmoreland Generating Station | 60464 | STG1 | Tenaska Pennsylvania Partners, LLC | Natural Gas Fired Combined Cycle | 40.1752 | -79.6967 | 394
2025-09 | PJM | Chesapeake College | 60465 | PV1 | Tesla Inc. | Solar Photovoltaic | 38.9534 | -76.0832 | 1.5
2025-09 | CISO | Waterman Turnout Hydroelectric | 60466 | WTHF | San Bernardino Valley Mun. Water Dist. | Conventional Hydroelectric | 34.1726 | -117.278 | 1
2025-09 | ERCO | Friendswood Energy | 60468 | GT-1 | Tejas Power Generation LLC | Natural Gas Fired Combustion Turbine | 29.6473 | -95.4515 | 121.5
2025-09 | PJM | Paulding Wind Farm III | 60470 | 1 | Paulding Wind Farm III LLC | Onshore Wind Turbine | 41.121 | -84.751 | 100.8
2025-09 | PJM | Green River Wind Farm | 60471 | GRNRV | Green River Wind Farm Phase 1, LLC | Onshore Wind Turbine | 41.6203 | -89.557 | 194.3
2025-09 | ERCO | CPS 1 Community Solar | 60472 | CPS1 | City of San Antonio - (TX) | Solar Photovoltaic | 29.378 | -98.2692 | 1
2025-09 | ISNE | Westport MA 1 Community Solar | 60473 | WPMA1 | Navisun LLC | Solar Photovoltaic | 41.6211 | -71.057 | 1.3
2025-09 | CISO | Bayshore Solar B, LLC | 60474 | BSHRB | AES Distributed Energy | Solar Photovoltaic | 34.6783 | -118.3026 | 20
2025-09 | CISO | Bayshore Solar C, LLC | 60475 | BSHRC | AES Distributed Energy | Solar Photovoltaic | 34.6813 | -118.3141 | 20
2025-09 | ISNE | Westport MA 2 Community Solar | 60476 | WPMA2 | Navisun LLC | Solar Photovoltaic | 41.6211 | -71.057 | 1.2
2025-09 | NYIS | Bethlehem - East | 60477 | BE | Madison Energy Investments LLC | Solar Photovoltaic | 42.539 | -73.8243 | 1.7
2025-09 | NYIS | Bethlehem - West | 60478 | BW | Madison Energy Investments LLC | Solar Photovoltaic | 42.539 | -73.8243 | 1
2025-09 | CISO | Bayshore Solar A, LLC | 60481 | BSHRA | AES Distributed Energy | Solar Photovoltaic | 34.6678 | -118.2981 | 20
2025-09 | PJM | Williamston West Farm, LLC | 60484 | 1 | Strata Manager, LLC | Solar Photovoltaic | 35.8365 | -77.108 | 4.9
2025-09 | CISO | Longboat Solar, LLC | 60485 | PV1 | Duke Energy Renewables Services | Solar Photovoltaic | 34.541 | -117.061 | 20
2025-09 | PJM | River Road Solar, LLC | 60487 | PV1 | Duke Energy Renewables Services | Solar Photovoltaic | 36.351 | -76.842 | 5
2025-09 | PJM | Hamilton Solar-Crosswicks | 60489 | PV1 | Altus Power America Management, LLC | Solar Photovoltaic | 40.169 | -74.6301 | 3.5
2025-09 | PJM | Hamilton Solar-Crosswicks | 60489 | PV2 | Altus Power America Management, LLC | Solar Photovoltaic | 40.169 | -74.6301 | 4
2025-09 | CISO | Redwood 4 Solar Farm | 60490 | RW4SF | 54 KR 8me LLC | Solar Photovoltaic | 35.3142 | -118.8119 | 20
2025-09 | ISNE | Rail Trail | 60492 | PV1 | Altus Power America Management, LLC | Solar Photovoltaic | 42.2431 | -73.3638 | 2
2025-09 | ISNE | Rising Paper | 60493 | 1 | Altus Power America Management, LLC | Solar Photovoltaic | 42.2286 | -73.3445 | 2.5
2025-09 | ISNE | Hampden | 60494 | 1 | Altus Power America Management, LLC | Solar Photovoltaic | 42.0447 | -72.4388 | 3.2
2025-09 | ISNE | Little Bay | 60495 | 1 | Altus Power America Management, LLC | Solar Photovoltaic | 41.7992 | -71.436 | 1.3
2025-09 | PJM | MEBA | 60496 | 1 | Altus Power America Management, LLC | Solar Photovoltaic | 38.7729 | -76.1389 | 1.5
2025-09 | ISNE | Shirley Water | 60498 | 1 | Altus Power America Management, LLC | Solar Photovoltaic | 42.5546 | -71.6235 | 2
2025-09 | PJM | Westside Avenue | 60500 | 1 | Hartz Solar, LLC | Solar Photovoltaic | 40.8141 | -74.0213 | 1
2025-09 | PJM | Hartz Way | 60501 | 1 | Hartz Solar, LLC | Solar Photovoltaic | 40.7828 | -74.0728 | 1
2025-09 | ERCO | Tyler Bluff Wind Project, LLC | 60502 | GEN1 | Southern Power Co | Onshore Wind Turbine | 33.7039 | -97.372 | 125.6
2025-09 | MISO | Crowned Ridge Wind Energy Center | 60503 | CTTL1 | Crowned Ridge Wind, LLC | Onshore Wind Turbine | 45.1549 | -96.8368 | 200.1
2025-09 | MISO | Blazing Star Wind Farm 1 | 60504 | BLZG1 | Northern States Power Co - Minnesota | Onshore Wind Turbine | 44.5441 | -96.3682 | 200
2025-09 | MISO | Crocker Wind Farm | 60505 | CRCKR | Crocker Wind Farm, LLC | Onshore Wind Turbine | 45.0515 | -97.8264 | 200
2025-09 | NYIS | Broome County | 60507 | NORTH | Tesla Inc. | Solar Photovoltaic | 42.1047 | -75.9307 | 2
2025-09 | NYIS | Broome County | 60507 | SOUTH | Tesla Inc. | Solar Photovoltaic | 42.1047 | -75.9307 | 2
2025-09 | CISO | Valley Center | 60509 | PV1 | Heelstone Energy Holdings, LLC | Solar Photovoltaic | 33.2503 | -117.0226 | 2.3
2025-09 | PJM | Two Mile Desert Project | 60510 | PV1 | Citizens Enterprises Corporation | Solar Photovoltaic | 36.22 | -76.46 | 16.2
2025-09 | CISO | NLP Granger | 60516 | PV1 | Heelstone Energy Holdings, LLC | Solar Photovoltaic | 33.2704 | -117.0588 | 3
2025-09 | ISNE | Stafford Hill Solar Hybrid | 60518 | BA1 | Green Mountain Power Corp | Batteries | 43.6194 | -72.9503 | 2
2025-09 | ISNE | Stafford Hill Solar Hybrid | 60518 | PV1 | Green Mountain Power Corp | Solar Photovoltaic | 43.6194 | -72.9503 | 2
2025-09 | MISO | Albany Solar | 60519 | PV1 | Enel Green Power NA, Inc. | Solar Photovoltaic | 45.6413 | -94.5993 | 10
2025-09 | MISO | Annandale Solar | 60520 | PV1 | Enel Green Power NA, Inc. | Solar Photovoltaic | 45.247 | -94.1069 | 6
2025-09 | MISO | Atwater Solar | 60521 | PV1 | Enel Green Power NA, Inc. | Solar Photovoltaic | 45.1409 | -94.7697 | 4
2025-09 | MISO | Chisago Solar | 60522 | PV1 | Enel Green Power NA, Inc. | Solar Photovoltaic | 45.4525 | -92.902 | 6.5
2025-09 | MISO | Dodge Center Solar | 60523 | PV1 | Enel Green Power NA, Inc. | Solar Photovoltaic | 44.026 | -92.8816 | 6.5
2025-09 | MISO | Eastwood Solar | 60524 | PV1 | Enel Green Power NA, Inc. | Solar Photovoltaic | 44.1545 | -93.9166 | 5.5
2025-09 | MISO | Hastings Solar | 60525 | PV1 | Enel Green Power NA, Inc. | Solar Photovoltaic | 44.7593 | -92.8249 | 4.5
2025-09 | MISO | Lake Emily Solar | 60526 | PV1 | Enel Green Power NA, Inc. | Solar Photovoltaic | 44.3204 | -93.9032 | 4.5
2025-09 | MISO | Lake Pulaski Solar | 60527 | PV1 | Enel Green Power NA, Inc. | Solar Photovoltaic | 45.1959 | -93.8121 | 7.5
2025-09 | MISO | Lawrence Creek Solar | 60528 | PV1 | Enel Green Power NA, Inc. | Solar Photovoltaic | 45.4013 | -92.6937 | 3.5
2025-09 | MISO | Montrose Solar | 60529 | PV1 | Enel Green Power NA, Inc. | Solar Photovoltaic | 45.0556 | -93.9228 | 3.5
2025-09 | MISO | Paynesville Solar | 60530 | PV1 | Enel Green Power NA, Inc. | Solar Photovoltaic | 45.3929 | -94.7212 | 10
2025-09 | MISO | Pine Island Solar | 60531 | PV1 | Enel Green Power NA, Inc. | Solar Photovoltaic | 44.2066 | -92.6636 | 4
2025-09 | MISO | Waseca Solar | 60532 | PV1 | Enel Green Power NA, Inc. | Solar Photovoltaic | 44.0924 | -93.531 | 10
2025-09 | MISO | West Faribault Solar | 60533 | PV1 | Enel Green Power NA, Inc. | Solar Photovoltaic | 44.2749 | -93.3106 | 5.5
2025-09 | MISO | West Waconia Solar | 60534 | PV1 | Enel Green Power NA, Inc. | Solar Photovoltaic | 44.7899 | -93.9013 | 8.5
2025-09 | SWPP | UA Central Utility Plant | 60536 | TRBN1 | University Of Arkansas | Natural Gas Fired Combustion Turbine | 36.0663 | -94.1723 | 5.6
2025-09 | ISNE | Limerick Road Solar Farm | 60537 | 8027 | Limerick Road Solar, LLC | Solar Photovoltaic | 44.3689 | -73.2471 | 2.2
2025-09 | MISO | Wind GEM | 60541 | WT1 | Wind GEM, LLC | Onshore Wind Turbine | 41.47 | -94.3394 | 1.9
2025-09 | ISNE | 158th Fighter Wing Solar Farm | 60542 | 900 | 158th Fighter Wing | Solar Photovoltaic | 44.4777 | -73.1534 | 1.3
2025-09 | SWPP | Grant Plains Wind, LLC | 60545 | WT | Southern Power Co | Onshore Wind Turbine | 36.9708 | -97.7053 | 147.2
2025-09 | ISNE | GMP Solar - Richmond | 60547 | PV1 | Green Mountain Power Corp | Solar Photovoltaic | 44.4269 | -73.0085 | 1.9
2025-09 | PJM | Big Level Wind | 60551 | BLW01 | Big Level Wind LLC | Onshore Wind Turbine | 41.8693 | -77.6659 | 90
2025-09 | CISO | Solar Blythe 2 | 60558 | PV1 | NRG Solar Blythe II LLC | Solar Photovoltaic | 33.6187 | -114.6962 | 20
2025-09 | MISO | Marquette Energy Center | 60559 | MEC1 | City of Marquette - (MI) | Natural Gas Internal Combustion Engine | 46.566 | -87.4372 | 17.1
2025-09 | MISO | Marquette Energy Center | 60559 | MEC2 | City of Marquette - (MI) | Natural Gas Internal Combustion Engine | 46.566 | -87.4372 | 17.1
2025-09 | MISO | Marquette Energy Center | 60559 | MEC3 | City of Marquette - (MI) | Natural Gas Internal Combustion Engine | 46.566 | -87.4372 | 17.1
2025-09 | ISNE | GMP Solar - Panton Hybrid | 60562 | GMPBP | Green Mountain Power Corp | Batteries | 44.0858 | -73.1954 | 1
2025-09 | ISNE | GMP Solar - Panton Hybrid | 60562 | GMPSP | Green Mountain Power Corp | Solar Photovoltaic | 44.0858 | -73.1954 | 4.9
2025-09 | MISO | Westside Energy Station | 60564 | WES1 | Rochester Public Utilities | Natural Gas Internal Combustion Engine | 44.039 | -92.5519 | 9.3
2025-09 | MISO | Westside Energy Station | 60564 | WES2 | Rochester Public Utilities | Natural Gas Internal Combustion Engine | 44.039 | -92.5519 | 9.3
2025-09 | MISO | Westside Energy Station | 60564 | WES3 | Rochester Public Utilities | Natural Gas Internal Combustion Engine | 44.039 | -92.5519 | 9.3
2025-09 | MISO | Westside Energy Station | 60564 | WES4 | Rochester Public Utilities | Natural Gas Internal Combustion Engine | 44.039 | -92.5519 | 9.3
2025-09 | MISO | Westside Energy Station | 60564 | WES5 | Rochester Public Utilities | Natural Gas Internal Combustion Engine | 44.039 | -92.5519 | 9.3
2025-09 | CISO | Borrego Springs Energy Storage | 60565 | SES1 | SDGE Batteries | Batteries | 33.2701 | -116.3496 | 0.5
2025-09 | CISO | Borrego Springs Energy Storage | 60565 | SES2 | SDGE Batteries | Batteries | 33.2701 | -116.3496 | 1
2025-09 | CISO | Pala Energy Storage Yard | 60566 | SES2 | SDGE Batteries | Batteries | 33.3565 | -117.1136 | 1
2025-09 | CISO | Ortega Highway Energy Storage | 60567 | SES1 | SDGE Batteries | Batteries | 33.5621 | -117.5438 | 1
2025-09 | CISO | Canyon Crest Academy | 60568 | SES | SDGE Batteries | Batteries | 32.9591 | -117.1916 | 1
2025-09 | CISO | El Cajon Energy Storage | 60569 | SES | San Diego Gas & Electric Co | Batteries | 32.8115 | -117.0505 | 7.5
2025-09 | CISO | Escondido Energy Storage | 60570 | SES | San Diego Gas & Electric Co | Batteries | 33.1244 | -117.1143 | 30
2025-09 | CISO | White Wing Solar | 60572 | GEN01 | Leeward Asset Management, LLC | Solar Photovoltaic | 32.9941 | -113.5088 | 179
2025-09 | MISO | HQC Rock River Solar Power Gen Station | 60573 | PV1 | HQC Rock River Solar Power Generation Station LLC | Solar Photovoltaic | 42.5788 | -89.033 | 2.1
2025-09 | SWPP | Great Western Wind Energy, LLC | 60574 | GEN1 | EDF Renewable Asset Holdings, Inc. | Onshore Wind Turbine | 36.1665 | -99.596 | 225
2025-09 | ERCO | Upton County Solar | 60581 | UCTX | RWE Clean Energy | Solar Photovoltaic | 31.2418 | -102.2903 | 150
2025-09 | PJM | Oceana Solar | 60584 | 01 | Virginia Electric & Power Co | Solar Photovoltaic | 36.7898 | -76.0514 | 17.6
2025-09 | PJM | Kelly Creek Wind Project | 60587 | WND1 | EDF Renewable Asset Holdings, Inc. | Onshore Wind Turbine | 40.9675 | -88.1975 | 184
2025-09 | PJM | CPV Fairview Energy Center | 60589 | GEN1 | CPV Fairview, LLC | Natural Gas Fired Combined Cycle | 40.412 | -78.855 | 372
2025-09 | PJM | CPV Fairview Energy Center | 60589 | GEN2 | CPV Fairview, LLC | Natural Gas Fired Combined Cycle | 40.412 | -78.855 | 372
2025-09 | PJM | CPV Fairview Energy Center | 60589 | GEN3 | CPV Fairview, LLC | Natural Gas Fired Combined Cycle | 40.412 | -78.855 | 453
2025-09 | CISO | Golden Fields Solar I, LLC | 60590 | RS1 | MN8 Energy LLC | Solar Photovoltaic | 34.839 | -118.3868 | 54
2025-09 | CISO | Solar Star California, XLI, LLC | 60591 | RS1 | MN8 Energy LLC | Solar Photovoltaic | 34.839 | -118.3868 | 54
2025-09 | SWPP | Rush Springs Wind | 60592 | WT1 | Rush Springs Wind Project | Onshore Wind Turbine | 34.6829 | -97.8293 | 249.9
2025-09 | ISNE | UI RCP Woodbridge FC | 60593 | WBFC | United Illuminating Co | Other Natural Gas | 41.358 | -73.0078 | 2.8
2025-09 | CISO | Voyager Wind I | 60594 | VYGR1 | Terra-Gen Operating Co-Wind | Onshore Wind Turbine | 35.0461 | -118.2827 | 131.1
2025-09 | NYIS | Baron Winds Farm | 60596 | 1 | RWE Clean Energy | Onshore Wind Turbine | 42.375 | -77.593 | 130
2025-09 | PJM | Wye Mills VNEM CSG | 60604 | PV1 | Tesla Inc. | Solar Photovoltaic | 38.9404 | -76.0457 | 10
2025-09 | ISNE | CMEEC - Rogers Rd Solar | 60605 | PV1 | Tesla Inc. | Solar Photovoltaic | 41.5383 | -72.1225 | 1.3
2025-09 | ISNE | CMEEC - Polaris Park Solar Hybrid | 60607 | BA1 | Tesla Inc. | Batteries | 41.3813 | -72.0769 | 0.8
2025-09 | ISNE | CMEEC - Polaris Park Solar Hybrid | 60607 | PV1 | Tesla Inc. | Solar Photovoltaic | 41.3813 | -72.0769 | 3.5
2025-09 | ISNE | CMEEC - Navy NE Trident | 60608 | PV1 | Tesla Inc. | Solar Photovoltaic | 41.3955 | -72.0792 | 1
2025-09 | ISNE | CMEEC - Norwich Stott St Solar Hybrid | 60609 | BA1 | Tesla Inc. | Batteries | 41.5769 | -72.1046 | 0.8
2025-09 | ISNE | CMEEC - Norwich Stott St Solar Hybrid | 60609 | PV1 | Tesla Inc. | Solar Photovoltaic | 41.5769 | -72.1046 | 3.5
2025-09 | MISO | St. Mary Clean Energy Center | 60610 | 1 | Cleco Power LLC | All Other | 29.6846 | -91.4706 | 50.9
2025-09 | PJM | Summit Farms Solar | 60611 | PV1 | Dominion Renewable Energy | Solar Photovoltaic | 36.4765 | -76.136 | 62.4
2025-09 | ISNE | Morin Solar 2013 LLC | 60612 | MORIN | CVI CleanCapital Solar 6 | Solar Photovoltaic | 42.167 | -72.1929 | 4
2025-09 | ISNE | Brookfield Solar 2013 LLC | 60613 | NBKFD | CVI CleanCapital Solar 6 | Solar Photovoltaic | 42.2561 | -72.0679 | 2
2025-09 | ISNE | WYM 1250 Palmer LLC | 60614 | PALMR | CVI CleanCapital Solar 6 | Solar Photovoltaic | 42.1511 | -72.2697 | 1
2025-09 | ISNE | Southern Sky Renew Energy Berkley LLC | 60615 | BRKLY | Southern Sky Renewable Energy Berkley, LLC | Solar Photovoltaic | 41.8378 | -71.0913 | 3
2025-09 | SWPP | Ninnescah Wind Energy, LLC | 60620 | NSW | Ninnescah Wind Energy LLC | Onshore Wind Turbine | 37.5867 | -98.5793 | 208.3
2025-09 | ISNE | Worcester Landfill | 60621 | WL | City of Worcester DPW | Solar Photovoltaic | 42.219 | -71.791 | 6.5
2025-09 | PJM | DG AMP Solar Bowling Green | 60622 | AMPBG | DG AMP Solar, LLC | Solar Photovoltaic | 41.396 | -83.582 | 20
2025-09 | ISNE | Renew Canal 1 CSG LLC | 60625 | CANAL | NRG Renew Canal 1 LLC | Solar Photovoltaic | 41.767 | -70.5212 | 1.2
2025-09 | MISO | Empire Solar | 60631 | PV1 | Cypress Creek Renewables | Solar Photovoltaic | 44.6644 | -93.1088 | 5
2025-09 | MISO | Blue Lake Solar | 60632 | PV1 | Cypress Creek Renewables | Solar Photovoltaic | 44.7964 | -93.4296 | 3
2025-09 | PJM | Cork Oak Solar | 60637 | NC160 | Cork Oak Solar, LLC | Solar Photovoltaic | 36.371 | -77.571 | 20
2025-09 | PJM | Sunflower Solar | 60638 | NC160 | Sunflower Solar, LLC | Solar Photovoltaic | 36.395 | -77.593 | 16
2025-09 | SWPP | Kingman Wind | 60639 | KMW1 | Kingman Wind Energy, LLC | Onshore Wind Turbine | 37.5867 | -98.5793 | 107.4
2025-09 | SWPP | Kingman Wind | 60639 | KMW2 | Kingman Wind Energy, LLC | Onshore Wind Turbine | 37.5867 | -98.5793 | 107.4
2025-09 | ISNE | Solar Mule, LLC | 60640 | COLBY | Solar Mule, LLC | Solar Photovoltaic | 44.5577 | -69.6714 | 1.5
2025-09 | CISO | Henrietta D Energy Storage LLC | 60641 | HDES1 | Convergent Energy and Power LP | Batteries | 36.2289 | -119.9047 | 10
2025-09 | ISNE | West Brookfield Solar, LLC | 60644 | WBRK | CVI CleanCapital Solar 7 | Solar Photovoltaic | 42.2228 | -72.1295 | 1.4
2025-09 | ERCO | Javelina Wind Energy II, LLC | 60645 | WJ21 | Javelina Wind Energy II, LLC | Onshore Wind Turbine | 27.44 | -98.91 | 200
2025-09 | MISO | Shakopee Energy Park | 60647 | SQA01 | Minnesota Municipal Power Agny | Natural Gas Internal Combustion Engine | 44.7836 | -93.4811 | 9.3
2025-09 | MISO | Shakopee Energy Park | 60647 | SQA02 | Minnesota Municipal Power Agny | Natural Gas Internal Combustion Engine | 44.7836 | -93.4811 | 9.3
2025-09 | MISO | Shakopee Energy Park | 60647 | SQA03 | Minnesota Municipal Power Agny | Natural Gas Internal Combustion Engine | 44.7836 | -93.4811 | 9.3
2025-09 | MISO | Shakopee Energy Park | 60647 | SQA04 | Minnesota Municipal Power Agny | Natural Gas Internal Combustion Engine | 44.7836 | -93.4811 | 9.3
2025-09 | MISO | Shakopee Energy Park | 60647 | SQA05 | Minnesota Municipal Power Agny | Natural Gas Internal Combustion Engine | 44.7836 | -93.4811 | 9.3
2025-09 | ERCO | Rabbit Hill Energy Storage Project | 60649 | 1 | Rabbit Hill Energy Storage Project | Batteries | 30.5878 | -97.687 | 9.9
2025-09 | MISO | Dickinson Solar Array | 60652 | PV1 | Great River Energy | Solar Photovoltaic | 45.1144 | -93.8138 | 2.3
2025-09 | ISNE | Belchertown | 60653 | PV1 | Altus Power America Management, LLC | Solar Photovoltaic | 42.2595 | -72.4004 | 1
2025-09 | SWPP | Rock Creek Wind Project | 60655 | WT1 | Enel Green Power NA, Inc. | Onshore Wind Turbine | 40.4 | -95.2 | 300
2025-09 | PJM | McHenry Battery Storage | 60656 | MCH1 | McHenry Battery Storage | Batteries | 42.3314 | -88.2744 | 20
2025-09 | ERCO | Salt Fork Wind Project, LLC | 60657 | GEN1 | Southern Power Co | Onshore Wind Turbine | 35.1817 | -100.9344 | 174
2025-09 | CISO | Mira Loma Energy Storage Facility | 60661 | 013A | Southern California Edison Co | Batteries | 34.0061 | -117.5609 | 10
2025-09 | CISO | Mira Loma Energy Storage Facility | 60661 | 013B | Southern California Edison Co | Batteries | 34.0061 | -117.5609 | 10
2025-09 | PJM | Archdiocese of Baltimore J | 60662 | PV1 | Luminace Solar MC, LLC | Solar Photovoltaic | 39.445 | -76.217 | 2
2025-09 | PJM | Archdiocese of Baltimore L | 60663 | PV1 | Luminace Solar MC, LLC | Solar Photovoltaic | 39.445 | -76.217 | 2
2025-09 | PJM | Baltimore City B | 60664 | PV1 | Luminace Solar MC, LLC | Solar Photovoltaic | 39.436 | -76.22 | 2
2025-09 | PJM | Baltimore City D | 60665 | PV1 | Luminace Solar MC, LLC | Solar Photovoltaic | 39.436 | -76.22 | 2
2025-09 | PJM | Baltimore City F | 60666 | PV1 | Luminace Solar MC, LLC | Solar Photovoltaic | 39.436 | -76.22 | 2
2025-09 | PJM | Baltimore City G | 60667 | PV1 | Luminace Solar MC, LLC | Solar Photovoltaic | 39.436 | -76.22 | 2
2025-09 | PJM | City of Havre De Grace C | 60668 | PV1 | Luminace Solar MC, LLC | Solar Photovoltaic | 39.436 | -76.22 | 2
2025-09 | PJM | Sod Run WTP A | 60669 | PV1 | Luminace Solar MC, LLC | Solar Photovoltaic | 39.436 | -76.22 | 2
2025-09 | SWPP | Osborn Wind Energy | 60672 | GEN1 | Osborn Wind Energy LLC | Onshore Wind Turbine | 39.7477 | -94.4735 | 200.9
2025-09 | SWPP | Nixa Solar, LLC | 60673 | NIXA | Missouri Jnt Muni.Pwr Elec. Ut. Comm. | Solar Photovoltaic | 37.0439 | -93.339 | 7.9
2025-09 | NYIS | Tannery Road Landfill | 60677 | TRSP | Tannery Road Solar, LLC | Solar Photovoltaic | 43.239 | -75.5346 | 2
2025-09 | CISO | San Joaquin Solar | 60678 | SJ1A | GASNA 6P, LLC | Solar Photovoltaic | 36.527 | -120.149 | 19.8
2025-09 | CISO | San Joaquin Solar | 60678 | SJ1B | GASNA 6P, LLC | Solar Photovoltaic | 36.527 | -120.149 | 1.5
2025-09 | PJM | Annapolis Solar Park, LLC | 60681 | ASP12 | Novis Renewables, LLC | Solar Photovoltaic | 38.9921 | -76.5738 | 12
2025-09 | ERCO | Pearl Solar | 60682 | PEARL | BHE Renewables, LLC | Solar Photovoltaic | 30.9878 | -102.2683 | 50
2025-09 | MISO | Pierre Solar | 60686 | PIERS | Western Minnesota Mun Pwr Agny | Solar Photovoltaic | 44.3888 | -100.307 | 1
2025-09 | SWPP | Cimarron Bend Wind Project I, LLC | 60687 | 1 | Cimarron Bend Wind Project I, LLC | Onshore Wind Turbine | 37.355 | -99.991 | 200
2025-09 | SWPP | Cimarron Bend Wind Project II, LLC | 60688 | 1 | Cimarron Bend Wind Project II, LLC | Onshore Wind Turbine | 37.355 | -99.991 | 200
2025-09 | SWPP | Western Plains Wind Farm | 60689 | 1 | Evergy Kansas Central, Inc | Onshore Wind Turbine | 37.8548 | -99.6798 | 280.6
2025-09 | ERCO | Blue Summit Storage, LLC | 60690 | WBSS | Blue Summit Storage, LLC | Batteries | 34.299 | -99.399 | 30
2025-09 | MISO | WakeSun LLC | 60694 | MLC27 | SunShare Management | Solar Photovoltaic | 45.4729 | -94.4064 | 1
2025-09 | MISO | WakeSun LLC | 60694 | MLC28 | SunShare Management | Solar Photovoltaic | 45.4729 | -94.4064 | 1
2025-09 | MISO | WakeSun LLC | 60694 | MLC29 | SunShare Management | Solar Photovoltaic | 45.4729 | -94.4064 | 1
2025-09 | MISO | BentonSun LLC | 60695 | MLC17 | SunShare Management | Solar Photovoltaic | 44.7662 | -93.8579 | 1
2025-09 | MISO | BentonSun LLC | 60695 | MLC18 | SunShare Management | Solar Photovoltaic | 44.7662 | -93.8579 | 1
2025-09 | MISO | BentonSun LLC | 60695 | MLC19 | SunShare Management | Solar Photovoltaic | 44.7662 | -93.8579 | 1
2025-09 | MISO | BentonSun LLC | 60695 | MLC20 | SunShare Management | Solar Photovoltaic | 44.7662 | -93.8579 | 1
2025-09 | MISO | BentonSun LLC | 60695 | MLC21 | SunShare Management | Solar Photovoltaic | 44.7662 | -93.8579 | 1
2025-09 | CISO | Stanton Energy Reliability Center Hybrid | 60698 | BESS1 | Wellhead Services, Inc | Batteries | 33.8068 | -117.9858 | 10
2025-09 | CISO | Stanton Energy Reliability Center Hybrid | 60698 | BESS2 | Wellhead Services, Inc | Batteries | 33.8068 | -117.9858 | 10
2025-09 | CISO | Stanton Energy Reliability Center Hybrid | 60698 | GT1 | Wellhead Services, Inc | Natural Gas Fired Combustion Turbine | 33.8068 | -117.9858 | 70.5
2025-09 | CISO | Stanton Energy Reliability Center Hybrid | 60698 | GT2 | Wellhead Services, Inc | Natural Gas Fired Combustion Turbine | 33.8068 | -117.9858 | 70.5
2025-09 | ISNE | Wind Colebrook South | 60700 | WCS | Wind Colebrook South | Onshore Wind Turbine | 41.9611 | -73.1408 | 5
2025-09 | SWPP | Trenton Solar Farm (MO) | 60704 | TSF1 | Missouri Jnt Muni.Pwr Elec. Ut. Comm. | Solar Photovoltaic | 40.1155 | -93.6122 | 2.8
2025-09 | SWPP | Rolla Solar Farm (MO) | 60705 | RSF1 | Missouri Jnt Muni.Pwr Elec. Ut. Comm. | Solar Photovoltaic | 37.9853 | -91.7169 | 2.8
2025-09 | SWPP | Waynesville Solar Farm (MO) | 60706 | WSF1 | Missouri Jnt Muni.Pwr Elec. Ut. Comm. | Solar Photovoltaic | 37.8041 | -92.2535 | 2.8
2025-09 | SWPP | Marshall Solar Farm (MO) | 60707 | MMSF1 | Missouri Jnt Muni.Pwr Elec. Ut. Comm. | Solar Photovoltaic | 39.0948 | -93.2104 | 2.8
2025-09 | PJM | Havre de Grace II - E at Perryman | 60708 | PV1 | Luminace Solar MC, LLC | Solar Photovoltaic | 39.436 | -76.22 | 1.4
2025-09 | PJM | IFF Hazlet | 60709 | GRND | MN8 Energy LLC | Solar Photovoltaic | 40.4382 | -74.1601 | 3
2025-09 | ISNE | Stone Hill Solar CSG | 60710 | PV1 | MN8 Energy LLC | Solar Photovoltaic | 42.0591 | -71.0892 | 2
2025-09 | MISO | Chisago Community Solar | 60711 | CCS1 | Chisago Community Solar | Solar Photovoltaic | 45.4134 | -92.683 | 1
2025-09 | MISO | Chisago Community Solar | 60711 | CCS2 | Chisago Community Solar | Solar Photovoltaic | 45.4134 | -92.683 | 1
2025-09 | MISO | Chisago Community Solar | 60711 | CCS3 | Chisago Community Solar | Solar Photovoltaic | 45.4134 | -92.683 | 1
2025-09 | MISO | Chisago Community Solar | 60711 | CCS4 | Chisago Community Solar | Solar Photovoltaic | 45.4134 | -92.683 | 1
2025-09 | MISO | Ursa Community Solar | 60712 | UCS1 | Ursa Community Solar | Solar Photovoltaic | 44.6716 | -93.0826 | 1
2025-09 | MISO | Ursa Community Solar | 60712 | UCS2 | Ursa Community Solar | Solar Photovoltaic | 44.6716 | -93.0826 | 1
2025-09 | MISO | Ursa Community Solar | 60712 | UCS3 | Ursa Community Solar | Solar Photovoltaic | 44.6716 | -93.0826 | 1
2025-09 | MISO | Ursa Community Solar | 60712 | UCS4 | Ursa Community Solar | Solar Photovoltaic | 44.6716 | -93.0826 | 1
2025-09 | MISO | Ursa Community Solar | 60712 | UCS5 | Ursa Community Solar | Solar Photovoltaic | 44.6716 | -93.0826 | 1
2025-09 | MISO | Sunrise Community Solar | 60713 | SCS1 | Sunrise Community Solar | Solar Photovoltaic | 45.475 | -92.8911 | 1
2025-09 | MISO | Sunrise Community Solar | 60713 | SCS2 | Sunrise Community Solar | Solar Photovoltaic | 45.475 | -92.8911 | 1
2025-09 | MISO | Sunrise Community Solar | 60713 | SCS3 | Sunrise Community Solar | Solar Photovoltaic | 45.475 | -92.8911 | 1
2025-09 | MISO | Sunrise Community Solar | 60713 | SCS4 | Sunrise Community Solar | Solar Photovoltaic | 45.475 | -92.8911 | 1
2025-09 | MISO | Sunrise Community Solar | 60713 | SCS5 | Sunrise Community Solar | Solar Photovoltaic | 45.475 | -92.8911 | 1
2025-09 | MISO | Rosemount Community Solar | 60714 | RCS1 | Rosemount Community Solar | Solar Photovoltaic | 44.7224 | -93.0229 | 1
2025-09 | MISO | Rosemount Community Solar | 60714 | RCS2 | Rosemount Community Solar | Solar Photovoltaic | 44.7224 | -93.0229 | 1
2025-09 | MISO | Rosemount Community Solar | 60714 | RCS3 | Rosemount Community Solar | Solar Photovoltaic | 44.7224 | -93.0229 | 1
2025-09 | MISO | Rosemount Community Solar | 60714 | RCS4 | Rosemount Community Solar | Solar Photovoltaic | 44.7224 | -93.0229 | 1
2025-09 | MISO | Rosemount Community Solar | 60714 | RCS5 | Rosemount Community Solar | Solar Photovoltaic | 44.7224 | -93.0229 | 1
2025-09 | MISO | Paynesville Community Solar | 60715 | PCS1 | Paynesville Community Solar | Solar Photovoltaic | 45.4025 | -94.7155 | 1
2025-09 | MISO | Paynesville Community Solar | 60715 | PCS2 | Paynesville Community Solar | Solar Photovoltaic | 45.4025 | -94.7155 | 1
2025-09 | MISO | Paynesville Community Solar | 60715 | PCS3 | Paynesville Community Solar | Solar Photovoltaic | 45.4025 | -94.7155 | 1
2025-09 | MISO | Paynesville Community Solar | 60715 | PCS4 | Paynesville Community Solar | Solar Photovoltaic | 45.4025 | -94.7155 | 1
2025-09 | MISO | Paynesville Community Solar | 60715 | PCS5 | Paynesville Community Solar | Solar Photovoltaic | 45.4025 | -94.7155 | 1
2025-09 | MISO | Orion Community Solar | 60716 | OCS1 | Orion Community Solar | Solar Photovoltaic | 45.5879 | -94.4014 | 1
2025-09 | MISO | Orion Community Solar | 60716 | OCS2 | Orion Community Solar | Solar Photovoltaic | 45.5879 | -94.4014 | 1
2025-09 | MISO | Orion Community Solar | 60716 | OCS3 | Orion Community Solar | Solar Photovoltaic | 45.5879 | -94.4014 | 1
2025-09 | MISO | Northfield Community Solar | 60717 | NCS1 | Northfield Community Solar | Solar Photovoltaic | 44.4754 | -93.1983 | 1
2025-09 | MISO | Northfield Community Solar | 60717 | NCS2 | Northfield Community Solar | Solar Photovoltaic | 44.4754 | -93.1983 | 1
2025-09 | MISO | Northfield Community Solar | 60717 | NCS3 | Northfield Community Solar | Solar Photovoltaic | 44.4754 | -93.1983 | 1
2025-09 | MISO | Northfield Community Solar | 60717 | NCS4 | Northfield Community Solar | Solar Photovoltaic | 44.4754 | -93.1983 | 1
2025-09 | MISO | Northfield Community Solar | 60717 | NCS5 | Northfield Community Solar | Solar Photovoltaic | 44.4754 | -93.1983 | 1
2025-09 | MISO | Green Cow Power | 60721 | ENG1 | Green Cow Power LLC | Other Waste Biomass | 41.5367 | -85.9272 | 1
2025-09 | MISO | Green Cow Power | 60721 | ENG2 | Green Cow Power LLC | Other Waste Biomass | 41.5367 | -85.9272 | 1
2025-09 | MISO | Green Cow Power | 60721 | ENG3 | Green Cow Power LLC | Other Waste Biomass | 41.5367 | -85.9272 | 1
2025-09 | MISO | Green Cow Power | 60721 | ENG4 | Green Cow Power LLC | Other Waste Biomass | 41.5367 | -85.9272 | 1.3
2025-09 | PJM | East Orange Solar | 60727 | PV1 | MN8 Energy LLC | Solar Photovoltaic | 40.7476 | -74.3358 | 4.5
2025-09 | PJM | Howell Solar | 60728 | PV1 | MN8 Energy LLC | Solar Photovoltaic | 40.147 | -74.1675 | 7
2025-09 | PJM | Raritan Solar | 60729 | PV1 | MN8 Energy LLC | Solar Photovoltaic | 40.4642 | -74.8579 | 7.5
2025-09 | ISNE | Bridgewater Solar CSG | 60730 | PV1 | MN8 Energy LLC | Solar Photovoltaic | 41.9641 | -70.9719 | 1.3
2025-09 | ISNE | Bridgewater Solar CSG | 60730 | PV2 | MN8 Energy LLC | Solar Photovoltaic | 41.9641 | -70.9719 | 1
2025-09 | ISNE | Holliston Solar CSG | 60731 | PV1 | MN8 Energy LLC | Solar Photovoltaic | 42.1696 | -71.4682 | 1
2025-09 | PJM | Frankford Solar | 60732 | PV1 | MN8 Energy LLC | Solar Photovoltaic | 41.1666 | -74.7016 | 8.2
2025-09 | PJM | Brickyard Solar | 60733 | PV1 | MN8 Energy LLC | Solar Photovoltaic | 40.1894 | -74.1545 | 1.5
2025-09 | PJM | Bordentown Solar | 60734 | PV1 | MN8 Energy LLC | Solar Photovoltaic | 40.0389 | -74.7766 | 6.8
2025-09 | PJM | Longview Solar | 60735 | PV1 | MN8 Energy LLC | Solar Photovoltaic | 38.3947 | -75.6727 | 13.6
2025-09 | ISNE | Wilmington Solar | 60736 | PV1 | MN8 Energy LLC | Solar Photovoltaic | 42.5463 | -71.1753 | 2
2025-09 | PJM | Church Hill | 60737 | PV1 | MN8 Energy LLC | Solar Photovoltaic | 39.1009 | -75.9597 | 6
2025-09 | ISNE | Fall River Solar CSG | 60738 | PV1 | MN8 Energy LLC | Solar Photovoltaic | 41.7513 | -71.1145 | 2
2025-09 | PJM | DSM Solar | 60739 | PV1 | MN8 Energy LLC | Solar Photovoltaic | 40.8437 | -75.0652 | 4.5
2025-09 | PJM | Pittsgrove Solar | 60740 | PV1 | MN8 Energy LLC | Solar Photovoltaic | 39.539 | -75.1793 | 2
2025-09 | PJM | Argonne National Laboratory CHP | 60742 | CHP | Argonne National Laboratory | Natural Gas Fired Combustion Turbine | 41.7165 | -87.9706 | 6.3
2025-09 | ERCO | Rattlesnake Power, LLC | 60743 | WT1 | Rattlesnake Power, LLC | Onshore Wind Turbine | 31.3603 | -99.5514 | 160
2025-09 | PJM | Silvi Gibraltar Rock | 60746 | 08502 | CVI CleanCapital Solar 5 LLC | Solar Photovoltaic | 40.4509 | -74.7171 | 2.5
2025-09 | PJM | Seabrook Village | 60747 | 07724 | CVI CleanCapital Solar 5 LLC | Solar Photovoltaic | 40.2342 | -74.0872 | 3.1
2025-09 | SWPP | Osawatomie Power Plant South Sub | 60750 | CAT4 | City of Osawatomie - (KS) | Petroleum Liquids | 38.4956 | -94.9526 | 2
2025-09 | SWPP | Osawatomie Power Plant South Sub | 60750 | CAT5 | City of Osawatomie - (KS) | Petroleum Liquids | 38.4956 | -94.9526 | 2
2025-09 | SWPP | Osawatomie Power Plant South Sub | 60750 | CAT6 | City of Osawatomie - (KS) | Petroleum Liquids | 38.4956 | -94.9526 | 2
2025-09 | SWPP | Osawatomie Power Plant North Sub | 60751 | CAT1 | City of Osawatomie - (KS) | Petroleum Liquids | 38.5013 | -94.9569 | 2
2025-09 | SWPP | Osawatomie Power Plant North Sub | 60751 | CAT2 | City of Osawatomie - (KS) | Petroleum Liquids | 38.5013 | -94.9569 | 2
2025-09 | SWPP | Osawatomie Power Plant North Sub | 60751 | CAT3 | City of Osawatomie - (KS) | Petroleum Liquids | 38.5013 | -94.9569 | 2
2025-09 | PJM | Gloucester Community College Solar | 60752 | PV1 | MN8 Energy LLC | Solar Photovoltaic | 39.7808 | -75.1229 | 2.3
2025-09 | ISNE | Shirley Landfill | 60753 | PV1 | Altus Power America Management, LLC | Solar Photovoltaic | 42.5417 | -71.6764 | 1
2025-09 | ISNE | DDR Shoppers World | 60754 | PV1 | Altus Power America Management, LLC | Solar Photovoltaic | 42.3007 | -71.3962 | 1.3
2025-09 | PJM | Spartan | 60755 | PV1 | Altus Power America Management, LLC | Solar Photovoltaic | 40.0478 | -74.6165 | 8.3
2025-09 | ISNE | Meadow Solar | 60756 | PV1 | Altus Power America Management, LLC | Solar Photovoltaic | 42.2301 | -71.1333 | 3
2025-09 | ISNE | Cedarville CSG | 60757 | PV1 | Altus Power America Management, LLC | Solar Photovoltaic | 41.8027 | -70.5498 | 0.5
2025-09 | ISNE | Cedarville CSG | 60757 | PV2 | Altus Power America Management, LLC | Solar Photovoltaic | 41.8027 | -70.5498 | 1
2025-09 | ISNE | Cedarville CSG | 60757 | PV3 | Altus Power America Management, LLC | Solar Photovoltaic | 41.8027 | -70.5498 | 1
2025-09 | PJM | Freeze Solar | 60759 | PV1 | Marina Energy LLC | Solar Photovoltaic | 40.3763 | -74.5278 | 1.5
2025-09 | CISO | PPA Grand | 60760 | PE101 | esVolta LP | Batteries | 33.691 | -117.833 | 2
2025-09 | PJM | Pfizer Peapack Solar | 60762 | 07934 | CVI CleanCapital Solar 5 LLC | Solar Photovoltaic | 40.7119 | -74.6634 | 6.2
2025-09 | PJM | Holland Solar | 60763 | PV1 | MN8 Energy LLC | Solar Photovoltaic | 40.5997 | -75.1086 | 3
2025-09 | PJM | L'Oreal Franklin | 60765 | PV1 | MN8 Energy LLC | Solar Photovoltaic | 40.4879 | -74.5214 | 1
2025-09 | PJM | L'Oreal Monmouth | 60766 | PV1 | MN8 Energy LLC | Solar Photovoltaic | 40.4003 | -74.5047 | 2
2025-09 | PJM | Lower Cape May HS | 60769 | PV1 | MN8 Energy LLC | Solar Photovoltaic | 38.9767 | -74.9065 | 1.5
2025-09 | PJM | Timber Creek HS | 60771 | PV1 | MN8 Energy LLC | Solar Photovoltaic | 39.7602 | -75.0148 | 1.3
2025-09 | PJM | Adams Ave MS and HS | 60772 | PVHS | MN8 Energy LLC | Solar Photovoltaic | 39.4114 | -74.5309 | 1.8
2025-09 | PJM | Adams Ave MS and HS | 60772 | PVMS | MN8 Energy LLC | Solar Photovoltaic | 39.4114 | -74.5309 | 1.3
2025-09 | ERCO | Phantom Solar | 60774 | GEN1 | Phantom Solar, LLC | Solar Photovoltaic | 31.115 | -97.8451 | 15.4
2025-09 | ISNE | Deerfield CSG Solar | 60775 | PV1 | MN8 Energy LLC | Solar Photovoltaic | 42.5629 | -72.5892 | 4.5
2025-09 | PJM | Community Foodbank of NJ | 60776 | FDBNK | Community Foodbank of NJ | Solar Photovoltaic | 40.6973 | -74.2122 | 1
2025-09 | CISO | American Kings Solar, LLC | 60777 | GEN01 | MN8 Energy LLC | Solar Photovoltaic | 36.24 | -119.898 | 128
2025-09 | PJM | Royal Wine Corp Solar Power Plant | 60781 | PV1 | Royal Wine Corp | Solar Photovoltaic | 40.6636 | -74.1002 | 0.9
2025-09 | PJM | Barnhill Road Solar, LLC | 60782 | 1 | Cypress Creek Renewables | Solar Photovoltaic | 36.2692 | -76.2995 | 3.1
2025-09 | PJM | Leggett Solar, LLC | 60783 | 1 | Cypress Creek Renewables | Solar Photovoltaic | 36.058 | -77.623 | 5
2025-09 | PJM | Williamston Speight Solar, LLC | 60787 | SPGHT | Williamston Speight Solar, LLC | Solar Photovoltaic | 35.8875 | -77.1642 | 15
2025-09 | ERCO | Bluebell Solar | 60789 | UNIT1 | Bluebell Solar, LLC | Solar Photovoltaic | 31.87 | -100.828 | 30
2025-09 | CISO | PVN Milliken, LLC | 60790 | PV | PVN Milliken, LLC | Solar Photovoltaic | 34.0384 | -117.5658 | 3
2025-09 | CISO | SunAnza | 60791 | ANZA1 | Arizona Electric Pwr Coop Inc | Solar Photovoltaic | 33.5553 | -116.6396 | 2
2025-09 | CISO | SunAnza | 60791 | ANZA2 | Arizona Electric Pwr Coop Inc | Solar Photovoltaic | 33.5553 | -116.6396 | 1.4
2025-09 | CISO | SunAnza | 60791 | BA1&2 | Arizona Electric Pwr Coop Inc | Batteries | 33.5553 | -116.6396 | 2
2025-09 | CISO | SunAnza | 60791 | BA3 | Arizona Electric Pwr Coop Inc | Batteries | 33.5553 | -116.6396 | 2.4
2025-09 | MISO | Eichtens Community Solar | 60795 | SO228 | Terraform Arcadia | Solar Photovoltaic | 45.3827 | -92.7725 | 3.9
2025-09 | MISO | Red Wing Community Solar | 60796 | SO234 | Terraform Arcadia | Solar Photovoltaic | 44.5351 | -92.5161 | 4.9
2025-09 | PJM | Lake Forest Hospital Central Energy Plan | 60797 | GEN1 | Northwestern Lake Forest Hospital | Natural Gas Internal Combustion Engine | 42.2542 | -87.8643 | 0.8
2025-09 | PJM | Lake Forest Hospital Central Energy Plan | 60797 | GEN2 | Northwestern Lake Forest Hospital | Natural Gas Internal Combustion Engine | 42.2542 | -87.8643 | 0.8
2025-09 | PJM | Lake Forest Hospital Central Energy Plan | 60797 | GEN3 | Northwestern Lake Forest Hospital | Natural Gas Internal Combustion Engine | 42.2542 | -87.8643 | 0.8
2025-09 | PJM | Lake Forest Hospital Central Energy Plan | 60797 | GEN4 | Northwestern Lake Forest Hospital | Natural Gas Internal Combustion Engine | 42.2542 | -87.8643 | 0.8
2025-09 | ISNE | Iron Horse Solar 4, LLC | 60799 | PV1 | Iron Horse Solar 4, LLC | Solar Photovoltaic | 42.58 | -71.2603 | 4.5
2025-09 | PJM | ACCC Mays Landing | 60802 | PV1 | MN8 Energy LLC | Solar Photovoltaic | 39.4606 | -74.6809 | 1.4
2025-09 | PJM | Beaver Run | 60805 | BRUN1 | Altus Power America Management, LLC | Solar Photovoltaic | 41.153 | -74.6381 | 7.4
2025-09 | PJM | North Bergen Solar | 60806 | PV1 | Hartz Solar, LLC | Solar Photovoltaic | 40.818 | -74.017 | 1.6
2025-09 | PJM | US Foods Solar | 60808 | USFDS | CD US Solar MT1 LLC | Solar Photovoltaic | 40.5344 | -74.2752 | 6
2025-09 | PJM | Summit Water Nexus Mt. Holly, LLC Solar | 60809 | MHWWT | Summit Water Nexus, Mount Holly, LLC | Solar Photovoltaic | 39.9873 | -74.8018 | 1
2025-09 | PJM | Sabert Solar | 60810 | SABER | Sabert Corporation | Solar Photovoltaic | 40.4755 | -74.3209 | 1.6
2025-09 | CISO | Cloverdale Solar Center | 60813 | ECA02 | Adapture Renewables, Inc. | Solar Photovoltaic | 38.7696 | -123.0207 | 1
2025-09 | ISNE | Hampshire College Hybrid | 60815 | BA1 | Tesla Inc. | Batteries | 42.3769 | -72.4691 | 0.5
2025-09 | ISNE | Hampshire College Hybrid | 60815 | BA2 | Tesla Inc. | Batteries | 42.3769 | -72.4691 | 0.5
2025-09 | ISNE | Hampshire College Hybrid | 60815 | PV1 | Tesla Inc. | Solar Photovoltaic | 42.3769 | -72.4691 | 1.7
2025-09 | ISNE | Hampshire College Hybrid | 60815 | PV2 | Tesla Inc. | Solar Photovoltaic | 42.3769 | -72.4691 | 1.7
2025-09 | ISNE | Town of Lexington Solar | 60816 | PV1 | Syncarpha Lexington, LLC | Solar Photovoltaic | 42.4691 | -71.2555 | 1.6
2025-09 | NYIS | Sullivan County - Adult Care Solar | 60817 | PV1 | Tesla Inc. | Solar Photovoltaic | 41.7966 | -74.7081 | 2
2025-09 | NYIS | Oswego County - Fulton Solar | 60818 | PV1 | Tesla Inc. | Solar Photovoltaic | 43.3424 | -76.3432 | 2
2025-09 | NYIS | Jefferson-Lewis BOCES Solar | 60819 | PV1 | Cypress Creek Renewables | Solar Photovoltaic | 43.971 | -75.9698 | 2
2025-09 | PJM | Montgomery County Correctional Facility | 60820 | PV1 | Tesla Inc. | Solar Photovoltaic | 39.2379 | -77.2932 | 1.4
2025-09 | SWPP | South Sioux City Solar | 60823 | PV1 | Tesla Inc. | Solar Photovoltaic | 42.4585 | -96.4397 | 2.3
2025-09 | CISO | Sun Streams, LLC | 60827 | GEN01 | EDP Renewables North America LLC | Solar Photovoltaic | 33.3488 | -112.8348 | 160
2025-09 | MISO | Webster Holdco Solar CSG | 60830 | WEBST | Webster Holdco LLC | Solar Photovoltaic | 44.5297 | -93.4106 | 5
2025-09 | ISNE | Orbit Energy RI | 60831 | 1 | Anaergia | Other Waste Biomass | 41.8054 | -71.5142 | 3.2
2025-09 | MISO | Farmington Holdco Solar | 60832 | FARMI | Farmington Holdco LLC | Solar Photovoltaic | 44.6231 | -93.134 | 5
2025-09 | MISO | Dodge Holdco Solar CSG | 60833 | DODGE | Dodge Holdco LLC | Solar Photovoltaic | 44.0224 | -92.757 | 5
2025-09 | MISO | Hwy 14 Holdco Solar CSG | 60834 | HWY14 | Hwy 14 Holdco, LLC | Solar Photovoltaic | 44.0218 | -92.5922 | 5
2025-09 | MISO | Pine Island Solar CSG | 60835 | PINEI | Pine Island Holdco, LLC | Solar Photovoltaic | 44.2201 | -92.6543 | 3.9
2025-09 | MISO | Big Lake Holdco Solar CSG | 60836 | BLAKE | Big Lake Holdco LLC | Solar Photovoltaic | 45.3346 | -93.7756 | 5
2025-09 | MISO | Forest Lake Solar CSG | 60837 | FORES | Forest Lake Holdco LLC | Solar Photovoltaic | 45.2535 | -92.894 | 5
2025-09 | MISO | Wabasha Holdco Solar CSG | 60838 | WABAS | Wabasha Holdco LLC | Solar Photovoltaic | 44.3671 | -92.0193 | 3
2025-09 | PJM | Goya Foods, Inc- Jersey City Solar | 60839 | PV1 | Goya Foods Inc. | Solar Photovoltaic | 40.7601 | -74.0654 | 2.5
2025-09 | PJM | Goya Foods, Inc- Secaucus Solar | 60840 | PV1 | Goya Foods Inc. | Solar Photovoltaic | 40.7731 | -74.0774 | 1.6
2025-09 | PJM | Prudential 55 Livingston Roseland Solar | 60841 | PV1 | Prudential Drive Investors, LLC | Solar Photovoltaic | 40.8146 | -74.2971 | 1.2
2025-09 | PJM | Prudential 80 Livingston Roseland Solar | 60842 | PV1 | Prudential Drive Investors, LLC | Solar Photovoltaic | 40.8154 | -74.305 | 1.7
2025-09 | PJM | River Terminal Development Solar | 60843 | RTD1 | RTC Properties Inc | Solar Photovoltaic | 40.7278 | -74.1142 | 0.5
2025-09 | PJM | River Terminal Development Solar | 60843 | RTD2 | RTC Properties Inc | Solar Photovoltaic | 40.7278 | -74.1142 | 0.6
2025-09 | PJM | River Terminal Development Solar | 60843 | RTD3 | RTC Properties Inc | Solar Photovoltaic | 40.7278 | -74.1142 | 0.2
2025-09 | PJM | River Terminal Development Solar | 60843 | RTD4 | RTC Properties Inc | Solar Photovoltaic | 40.7278 | -74.1142 | 1
2025-09 | PJM | River Terminal Development Solar | 60843 | RTD5 | RTC Properties Inc | Solar Photovoltaic | 40.7278 | -74.1142 | 0.4
2025-09 | PJM | River Terminal Development Solar | 60843 | RTD6 | RTC Properties Inc | Solar Photovoltaic | 40.7278 | -74.1142 | 0.2
2025-09 | CISO | Genentech Vacaville Meter #1 | 60844 | PV1 | Tesla Inc. | Solar Photovoltaic | 38.3908 | -121.9478 | 3.8
2025-09 | CISO | Genentech Vacaville Meter #1 | 60844 | PV2 | Tesla Inc. | Solar Photovoltaic | 38.3908 | -121.9478 | 2.3
2025-09 | PJM | Garrett County - DPU Treatment Plant | 60847 | PV1 | Tesla Inc. | Solar Photovoltaic | 39.5052 | -79.393 | 1.2
2025-09 | PJM | Temple Solar Arrays | 60848 | 51599 | UGI Energy Services, LLC | Solar Photovoltaic | 40.4235 | -75.9252 | 2.2
2025-09 | PJM | Emmitsburg Solar Arrays | 60849 | 87353 | UGI Energy Services, LLC | Solar Photovoltaic | 39.6937 | -77.3144 | 1.7
2025-09 | ISNE | Curtis Hill Solar CSG | 60851 | PV1 | CCC Solar Holdings LLC | Solar Photovoltaic | 42.175 | -71.986 | 2
2025-09 | ISNE | Depot Hill Solar CSG | 60852 | PV1 | CCC Solar Holdings LLC | Solar Photovoltaic | 42.153 | -71.988 | 2
2025-09 | ISNE | Bird Machine Solar Farm | 60854 | BRDMA | Bird Machine Solar Farm, LLC | Solar Photovoltaic | 42.1096 | -71.2667 | 3.5
2025-09 | ISNE | Iron Horse Solar I CSG | 60855 | DOW | Iron Horse Solar 1, LLC | Solar Photovoltaic | 42.5829 | -71.2464 | 2.9
2025-09 | ERCO | Astra Wind Farm | 60856 | ASTRA | Astra Wind LLC | Onshore Wind Turbine | 34.7695 | -102.0524 | 163
2025-09 | PJM | NES Rutgers Solar | 60857 | LKWD1 | NES Rutgers LLC | Solar Photovoltaic | 40.0709 | -74.1612 | 1
2025-09 | ISNE | 126 Grove Solar LLC | 60858 | PV1 | Altus Power America Management, LLC | Solar Photovoltaic | 42.0761 | -71.4227 | 2
2025-09 | ISNE | VEC Alburgh Array | 60860 | PV1 | SoCore Energy LLC | Solar Photovoltaic | 44.9623 | -73.2741 | 1
2025-09 | PJM | Cooperative Solar One | 60863 | PV1 | East Kentucky Power Coop, Inc | Solar Photovoltaic | 38.0272 | -84.2547 | 8.5
2025-09 | MISO | Kokomo Solar 1, LLC | 60864 | PV1 | NJR Clean Energy Ventures Corporation | Solar Photovoltaic | 40.473 | -86.146 | 5.4
2025-09 | ISNE | Equity Industrial Turbines | 60865 | WT1 | Equity Industrial Turbines | Onshore Wind Turbine | 42.6256 | -70.6565 | 4
2025-09 | ISNE | Bashaw Solar CSG 1, LLC | 60866 | 4MID | Bashaw Solar 1, LLC | Solar Photovoltaic | 42.7893 | -70.88 | 2
2025-09 | ISNE | Kearsarge Southwick LLC | 60867 | SOU | Kearsarge Solar LLC | Solar Photovoltaic | 42.0163 | -72.7752 | 3.3
2025-09 | CISO | Solar Star California, XLIV, LLC | 60869 | PB1 | MN8 Energy LLC | Solar Photovoltaic | 34.5119 | -117.9228 | 9.5
2025-09 | MISO | Prairie Wind Farm | 60873 | PWE | MidAmerican Energy Co | Onshore Wind Turbine | 41.4369 | -92.7038 | 168
2025-09 | ISNE | GMP Solar - Hartford | 60874 | GMPSH | Green Mountain Power Corp | Solar Photovoltaic | 43.6321 | -72.4186 | 5
2025-09 | ISNE | GMP Solar - Williston | 60875 | GMPSW | Green Mountain Power Corp | Solar Photovoltaic | 44.4655 | -73.1032 | 4.7
2025-09 | MISO | Eastern Iowa Solar | 60876 | EIS1 | Central Iowa Power Cooperative | Solar Photovoltaic | 41.597 | -91.0363 | 1.8
2025-09 | ISNE | GMP Solar - Williamstown | 60877 | GMPSN | Green Mountain Power Corp | Solar Photovoltaic | 44.1361 | -72.5105 | 5
2025-09 | ISNE | Sutton Solar CSG | 60878 | 54508 | Sutton Solar, LLC | Solar Photovoltaic | 42.1024 | -71.6977 | 1.9
2025-09 | ISNE | Nexamp Peak CSG | 60879 | 02731 | Nexamp Peak, LLC | Solar Photovoltaic | 42.5621 | -73.2871 | 2
2025-09 | ISNE | Stafford MS Ground Mount Community Solar | 60880 | MS1 | Town of Stafford - (CT) | Solar Photovoltaic | 41.964 | -72.309 | 1
2025-09 | ISNE | Stafford MS Ground Mount Community Solar | 60880 | MS2 | Town of Stafford - (CT) | Solar Photovoltaic | 41.964 | -72.309 | 1
2025-09 | PJM | Carl Friedrich Gauss Solar | 60882 | GAUSS | Heelstone Energy Holdings, LLC | Solar Photovoltaic | 36.3458 | -77.6335 | 5
2025-09 | MISO | Deerfield Wind Energy, LLC | 60883 | WT1 | Deerfield Wind Energy, LLC | Onshore Wind Turbine | 43.9419 | -82.8987 | 41.6
2025-09 | MISO | Deerfield Wind Energy, LLC | 60883 | WT2 | Deerfield Wind Energy, LLC | Onshore Wind Turbine | 43.9419 | -82.8987 | 74.5
2025-09 | MISO | Deerfield Wind Energy, LLC | 60883 | WT3 | Deerfield Wind Energy, LLC | Onshore Wind Turbine | 43.9419 | -82.8987 | 32.9
2025-09 | MISO | Sauk DPC Solar | 60887 | PV1 | SoCore Energy LLC | Solar Photovoltaic | 43.5959 | -90.3226 | 1
2025-09 | MISO | Lafayette DPC Solar | 60888 | PV1 | SoCore Energy LLC | Solar Photovoltaic | 44.8878 | -91.3524 | 1
2025-09 | MISO | Conrath DPC Solar | 60889 | PV1 | SoCore Energy LLC | Solar Photovoltaic | 45.3661 | -91.0482 | 1
2025-09 | MISO | Warren DPC Solar | 60890 | PV1 | SoCore Energy LLC | Solar Photovoltaic | 44.9596 | -92.5182 | 2.2
2025-09 | MISO | Liberty Pole DPC Solar | 60891 | PV1 | SoCore Energy LLC | Solar Photovoltaic | 43.4941 | -90.9071 | 1.1
2025-09 | MISO | Downsville DPC Solar | 60892 | PV1 | SoCore Energy LLC | Solar Photovoltaic | 44.8142 | -91.8841 | 1
2025-09 | MISO | Mt. Hope DPC Solar | 60893 | PV1 | SoCore Energy LLC | Solar Photovoltaic | 42.975 | -90.8318 | 1
2025-09 | MISO | Medford DPC Solar | 60894 | PV1 | SoCore Energy LLC | Solar Photovoltaic | 45.163 | -90.3729 | 2
2025-09 | MISO | Whistling Winds DPC Solar | 60895 | PV1 | SoCore Energy LLC | Solar Photovoltaic | 43.9721 | -90.0719 | 1.5
2025-09 | ERCO | Willow Springs Wind Farm | 60901 | WSPWF | Willow Springs Windfarm, LLC | Onshore Wind Turbine | 33.3454 | -99.6243 | 250
2025-09 | ERCO | Dermott Wind | 60902 | DERM | Dermott Wind, LLC | Onshore Wind Turbine | 32.8638 | -100.9751 | 253
2025-09 | ISNE | Salem Harbor Power Development LP | 60903 | 1 | Salem Harbor Power Development LP | Natural Gas Fired Combined Cycle | 42.5255 | -70.8782 | 158.4
2025-09 | ISNE | Salem Harbor Power Development LP | 60903 | 2 | Salem Harbor Power Development LP | Natural Gas Fired Combined Cycle | 42.5255 | -70.8782 | 158.4
2025-09 | ISNE | Salem Harbor Power Development LP | 60903 | 3 | Salem Harbor Power Development LP | Natural Gas Fired Combined Cycle | 42.5255 | -70.8782 | 240.7
2025-09 | ISNE | Salem Harbor Power Development LP | 60903 | 4 | Salem Harbor Power Development LP | Natural Gas Fired Combined Cycle | 42.5255 | -70.8782 | 240.7
2025-09 | NYIS | Time Warner Cable - Knowles | 60904 | PV1 | Tesla Inc. | Solar Photovoltaic | 42.3374 | -77.3753 | 2
2025-09 | MISO | Oliver Wind III, LLC | 60905 | WT1 | Oliver Wind III, LLC | Onshore Wind Turbine | 46.9571 | -101.1681 | 99.3
2025-09 | ISNE | Mt. Tom Solar Project Hybrid | 60906 | BA1 | Mt. Tom Solar, LLC | Batteries | 42.2686 | -72.603 | 3.1
2025-09 | ISNE | Mt. Tom Solar Project Hybrid | 60906 | PV1 | Mt. Tom Solar, LLC | Solar Photovoltaic | 42.2686 | -72.603 | 4.5
2025-09 | ISNE | Northampton Landfill Solar PV | 60908 | 62380 | Ameresco Glendale Road Solar PV LLC | Solar Photovoltaic | 42.2937 | -72.714 | 2.4
2025-09 | ISNE | Hartford Landfill Solar EGF | 60909 | PV1 | Materials Innovation Recycling Authority | Solar Photovoltaic | 41.7915 | -72.6509 | 1
2025-09 | MISO | Green Energy Machine | 60911 | GRN | Green Energy Machine, LLC | Onshore Wind Turbine | 41.373 | -94.754 | 1.7
2025-09 | ISNE | Cold River Road Solar | 60912 | PV1 | Onsite Partners, LLC | Solar Photovoltaic | 43.5857 | -72.952 | 2.3
2025-09 | PJM | Ohio Northern University Solar Site | 60913 | PV1 | Onsite Partners, LLC | Solar Photovoltaic | 40.7596 | -83.8391 | 2
2025-09 | PJM | Ohio Northern University Solar Site | 60913 | PV2 | Onsite Partners, LLC | Solar Photovoltaic | 40.7596 | -83.8391 | 1
2025-09 | PJM | Correctional Solar LLC | 60915 | PV1 | Dominion Renewable Energy | Solar Photovoltaic | 37.4715 | -76.8446 | 20
2025-09 | PJM | Sussex Drive, LLC | 60916 | PV1 | Dominion Renewable Energy | Solar Photovoltaic | 36.9405 | -77.4178 | 20
2025-09 | PJM | Buckingham Solar LLC | 60917 | PV1 | Dominion Renewable Energy | Solar Photovoltaic | 37.5029 | -78.3792 | 19.8
2025-09 | CISO | Verwey-Hanford Dairy Digester #1 | 60918 | 00003 | AlsoEnergy | Other Waste Biomass | 36.1852 | -119.6815 | 1
2025-09 | MISO | Shakopee Met Council WTP | 60919 | SHAK | Oak Leaf Solar V LLC | Solar Photovoltaic | 44.7966 | -93.437 | 1.3
2025-09 | PJM | Clyde Solar Array | 60923 | PV1 | Onsite Partners, LLC | Solar Photovoltaic | 41.3194 | -82.9843 | 2.8
2025-09 | SWPP | Ozarks Natural Energy Community Solar | 60924 | GEN1 | Ozarks Electric Coop Corp - (AR) | Solar Photovoltaic | 36.1643 | -94.0823 | 1
2025-09 | MISO | Montgomery County | 60925 | 1A | Entergy Texas Inc. | Natural Gas Fired Combined Cycle | 30.4408 | -95.5275 | 250
2025-09 | MISO | Montgomery County | 60925 | 1B | Entergy Texas Inc. | Natural Gas Fired Combined Cycle | 30.4408 | -95.5275 | 250
2025-09 | MISO | Montgomery County | 60925 | 1C | Entergy Texas Inc. | Natural Gas Fired Combined Cycle | 30.4408 | -95.5275 | 500
2025-09 | MISO | St. Charles Power Station (LA) | 60926 | 1A | Entergy Louisiana LLC | Natural Gas Fired Combined Cycle | 30.01 | -90.4608 | 250
2025-09 | MISO | St. Charles Power Station (LA) | 60926 | 1B | Entergy Louisiana LLC | Natural Gas Fired Combined Cycle | 30.01 | -90.4608 | 250
2025-09 | MISO | St. Charles Power Station (LA) | 60926 | 1C | Entergy Louisiana LLC | Natural Gas Fired Combined Cycle | 30.01 | -90.4608 | 500
2025-09 | MISO | Lake Charles Power | 60927 | 1A | Entergy Louisiana LLC | Natural Gas Fired Combined Cycle | 30.271 | -93.2886 | 250
2025-09 | MISO | Lake Charles Power | 60927 | 1B | Entergy Louisiana LLC | Natural Gas Fired Combined Cycle | 30.271 | -93.2886 | 250
2025-09 | MISO | Lake Charles Power | 60927 | 1C | Entergy Louisiana LLC | Natural Gas Fired Combined Cycle | 30.271 | -93.2886 | 500
2025-09 | MISO | New Orleans Power | 60928 | RICE1 | Entergy New Orleans, LLC | Natural Gas Internal Combustion Engine | 30.0081 | -89.9372 | 18.8
2025-09 | MISO | New Orleans Power | 60928 | RICE2 | Entergy New Orleans, LLC | Natural Gas Internal Combustion Engine | 30.0081 | -89.9372 | 18.8
2025-09 | MISO | New Orleans Power | 60928 | RICE3 | Entergy New Orleans, LLC | Natural Gas Internal Combustion Engine | 30.0081 | -89.9372 | 18.8
2025-09 | MISO | New Orleans Power | 60928 | RICE4 | Entergy New Orleans, LLC | Natural Gas Internal Combustion Engine | 30.0081 | -89.9372 | 18.8
2025-09 | MISO | New Orleans Power | 60928 | RICE5 | Entergy New Orleans, LLC | Natural Gas Internal Combustion Engine | 30.0081 | -89.9372 | 18.8
2025-09 | MISO | New Orleans Power | 60928 | RICE6 | Entergy New Orleans, LLC | Natural Gas Internal Combustion Engine | 30.0081 | -89.9372 | 18.8
2025-09 | MISO | New Orleans Power | 60928 | RICE7 | Entergy New Orleans, LLC | Natural Gas Internal Combustion Engine | 30.0081 | -89.9372 | 18.8
2025-09 | SWPP | CCC Hastings Wind Turbine | 60931 | WT1 | CCC Hastings Renewable Energy, LLC | Onshore Wind Turbine | 40.57 | -98.334 | 1.7
2025-09 | SWPP | Creston Ridge Wind Farm | 60932 | WT1 | Creston Ridge, LLC | Onshore Wind Turbine | 41.678 | -97.386 | 6.8
2025-09 | PJM | Hopewell Cogeneration NJ | 60933 | GEN1 | Hopewell Campus Owners LLC | Natural Gas Internal Combustion Engine | 40.3483 | -74.7715 | 2
2025-09 | PJM | Hopewell Cogeneration NJ | 60933 | GEN2 | Hopewell Campus Owners LLC | Natural Gas Internal Combustion Engine | 40.3483 | -74.7715 | 2
2025-09 | MISO | GRE Marshan Solar | 60935 | PV1 | SoCore Energy LLC | Solar Photovoltaic | 44.6922 | -92.8169 | 1
2025-09 | MISO | New Auburn DPC Solar | 60936 | PV1 | SoCore Energy LLC | Solar Photovoltaic | 45.21 | -91.4353 | 2.5
2025-09 | MISO | Antlia Community Solar | 60937 | IACS1 | Antlia Community Solar | Solar Photovoltaic | 43.9065 | -96.1382 | 1
2025-09 | MISO | Antlia Community Solar | 60937 | IACS2 | Antlia Community Solar | Solar Photovoltaic | 43.9065 | -96.1382 | 1
2025-09 | MISO | Aries Community Solar | 60938 | AACS1 | Aries Community Solar | Solar Photovoltaic | 44.0449 | -92.9886 | 1
2025-09 | MISO | Aries Community Solar | 60938 | AACS2 | Aries Community Solar | Solar Photovoltaic | 44.0449 | -92.9886 | 1
2025-09 | MISO | Aries Community Solar | 60938 | AACS3 | Aries Community Solar | Solar Photovoltaic | 44.0449 | -92.9886 | 1
2025-09 | MISO | Aries Community Solar | 60938 | AACS4 | Aries Community Solar | Solar Photovoltaic | 44.0449 | -92.9886 | 1
2025-09 | MISO | Centaurus Community Solar | 60939 | KCCS1 | Centaurus Community Solar | Solar Photovoltaic | 44.9491 | -95.5113 | 1
2025-09 | MISO | Centaurus Community Solar | 60939 | KCCS2 | Centaurus Community Solar | Solar Photovoltaic | 44.9491 | -95.5113 | 1
2025-09 | MISO | Gemini Community Solar | 60940 | LGCS1 | Gemini Community Solar | Solar Photovoltaic | 45.3003 | -92.8044 | 1
2025-09 | MISO | Gemini Community Solar | 60940 | LGCS2 | Gemini Community Solar | Solar Photovoltaic | 45.3003 | -92.8044 | 1
2025-09 | MISO | Gemini Community Solar | 60940 | LGCS3 | Gemini Community Solar | Solar Photovoltaic | 45.3003 | -92.8044 | 1
2025-09 | MISO | Mapleton Community Solar | 60941 | DMCS1 | Mapleton Community Solar | Solar Photovoltaic | 43.9289 | -93.9561 | 1
2025-09 | MISO | Mapleton Community Solar | 60941 | DMCS2 | Mapleton Community Solar | Solar Photovoltaic | 43.9289 | -93.9561 | 1
2025-09 | MISO | Mapleton Community Solar | 60941 | DMCS3 | Mapleton Community Solar | Solar Photovoltaic | 43.9289 | -93.9561 | 1
2025-09 | MISO | Morgan Community Solar | 60942 | BMCS1 | Morgan Community Solar | Solar Photovoltaic | 44.4132 | -94.9076 | 1
2025-09 | MISO | Morgan Community Solar | 60942 | BMCS2 | Morgan Community Solar | Solar Photovoltaic | 44.4132 | -94.9076 | 1
2025-09 | MISO | Morgan Community Solar | 60942 | BMCS3 | Morgan Community Solar | Solar Photovoltaic | 44.4132 | -94.9076 | 1
2025-09 | MISO | Spica Community Solar | 60943 | MSCS1 | Spica Community Solar | Solar Photovoltaic | 44.9361 | -94.8541 | 1
2025-09 | MISO | Spica Community Solar | 60943 | MSCS2 | Spica Community Solar | Solar Photovoltaic | 44.9361 | -94.8541 | 1
2025-09 | MISO | Vega Community Solar | 60944 | NVCS1 | Vega Community Solar | Solar Photovoltaic | 45.3828 | -95.2037 | 1
2025-09 | MISO | Vega Community Solar | 60944 | NVCS2 | Vega Community Solar | Solar Photovoltaic | 45.3828 | -95.2037 | 1
2025-09 | MISO | Vega Community Solar | 60944 | NVCS3 | Vega Community Solar | Solar Photovoltaic | 45.3828 | -95.2037 | 1
2025-09 | MISO | Vega Community Solar | 60944 | NVCS4 | Vega Community Solar | Solar Photovoltaic | 45.3828 | -95.2037 | 1
2025-09 | MISO | Vega Community Solar | 60944 | NVCS5 | Vega Community Solar | Solar Photovoltaic | 45.3828 | -95.2037 | 1
2025-09 | MISO | Spartan PV 1, LLC | 60945 | PV1 | NJR Clean Energy Ventures Corporation | Solar Photovoltaic | 42.7151 | -84.4824 | 10.5
2025-09 | CISO | Jacumba Solar Farm | 60947 | Q644A | Invenergy Services LLC | Solar Photovoltaic | 32.6212 | -116.129 | 20
2025-09 | MISO | West Dubuque Solar | 60951 | PV1 | Interstate Power and Light Co | Solar Photovoltaic | 42.4918 | -90.7922 | 3.8
2025-09 | ISNE | VEC Magee Hill Solar | 60954 | PV1 | SoCore Energy LLC | Solar Photovoltaic | 44.3682 | -73.0608 | 1.3
2025-09 | MISO | Strawberry Point DPC Solar | 60955 | PV1 | SoCore Energy LLC | Solar Photovoltaic | 42.6786 | -91.5452 | 1.3
2025-09 | SWPP | Westar Cities Solar | 60956 | PV1 | SoCore Energy LLC | Solar Photovoltaic | 38.0194 | -97.9753 | 1
2025-09 | MISO | Sand Lake DPC Solar | 60957 | PV1 | SoCore Energy LLC | Solar Photovoltaic | 45.4455 | -92.549 | 1
2025-09 | MISO | Nesvold Watertown Solar | 60958 | PV1 | SoCore Energy LLC | Solar Photovoltaic | 44.9371 | -93.8287 | 1
2025-09 | MISO | Nesvold Watertown Solar | 60958 | PV2 | SoCore Energy LLC | Solar Photovoltaic | 44.9371 | -93.8287 | 1
2025-09 | MISO | Nesvold Watertown Solar | 60958 | PV3 | SoCore Energy LLC | Solar Photovoltaic | 44.9371 | -93.8287 | 1
2025-09 | MISO | Nesvold Watertown Solar | 60958 | PV4 | SoCore Energy LLC | Solar Photovoltaic | 44.9371 | -93.8287 | 1
2025-09 | MISO | Nesvold Watertown Solar | 60958 | PV5 | SoCore Energy LLC | Solar Photovoltaic | 44.9371 | -93.8287 | 1
2025-09 | MISO | Red Maple Solar | 60962 | PV1 | Terraform Arcadia | Solar Photovoltaic | 44.3194 | -93.899 | 1
2025-09 | MISO | Red Maple Solar | 60962 | PV2 | Terraform Arcadia | Solar Photovoltaic | 44.3194 | -93.899 | 1
2025-09 | MISO | Red Maple Solar | 60962 | PV3 | Terraform Arcadia | Solar Photovoltaic | 44.3194 | -93.899 | 1
2025-09 | MISO | Lind Solar CSG | 60966 | S0222 | Terraform Arcadia | Solar Photovoltaic | 44.8024 | -93.9087 | 4.9
2025-09 | NYIS | Onyx - Lamphear Road CSG | 60967 | 10016 | Onyx Asset Services Group | Solar Photovoltaic | 43.1841 | -75.4767 | 2
2025-09 | PJM | Scott-II Solar LLC | 60968 | PV1 | Dominion Renewable Energy | Solar Photovoltaic | 37.5262 | -77.9446 | 20
2025-09 | MISO | Michael Solar | 60971 | PV1 | SoCore Energy LLC | Solar Photovoltaic | 45.6675 | -94.7083 | 1
2025-09 | MISO | Michael Solar | 60971 | PV2 | SoCore Energy LLC | Solar Photovoltaic | 45.6675 | -94.7083 | 1
2025-09 | MISO | Michael Solar | 60971 | PV3 | SoCore Energy LLC | Solar Photovoltaic | 45.6675 | -94.7083 | 1
2025-09 | MISO | Michael Solar | 60971 | PV4 | SoCore Energy LLC | Solar Photovoltaic | 45.6675 | -94.7083 | 1
2025-09 | CISO | Whitney Point Solar | 60975 | WS532 | Whitney Point Solar, LLC | Solar Photovoltaic | 36.3769 | -120.1385 | 20
2025-09 | CISO | CSUF State College | 60978 | PV1 | MN8 Energy LLC | Solar Photovoltaic | 33.8791 | -117.8887 | 1
2025-09 | CISO | CSUF Nutwood Solar | 60979 | PV1 | MN8 Energy LLC | Solar Photovoltaic | 33.8791 | -117.8887 | 1.9
2025-09 | CISO | NextEra Westside PV | 60981 | WS526 | Westside Solar, LLC | Solar Photovoltaic | 36.3818 | -120.1345 | 20
2025-09 | ERCO | Buckthorn Wind | 60983 | BWIND | Buckthorn Wind Project, LLC | Onshore Wind Turbine | 32.3713 | -98.3774 | 100.5
2025-09 | CISO | Lindberg Field Solar 2 | 60984 | PV1 | Lindberg Field Solar 2, LLC | Solar Photovoltaic | 32.7294 | -117.2051 | 1.9
2025-09 | PJM | Elizabethtown Solar | 60985 | ESPV | AES Distributed Energy | Solar Photovoltaic | 40.1527 | -76.5814 | 2
2025-09 | ISNE | AIS Solar Project | 60986 | SO212 | Terraform Arcadia | Solar Photovoltaic | 42.5019 | -71.7378 | 2.5
2025-09 | ERCO | Santa Rita Wind Energy | 60987 | GEN1 | BHE Renewables, LLC | Onshore Wind Turbine | 31.1814 | -101.3188 | 300
2025-09 | ERCO | SolaireHolman Solar Project | 60989 | PV1 | SolaireHolman 1, LLC | Solar Photovoltaic | 30.4551 | -103.4747 | 50
2025-09 | PJM | Florence Solar W3-080, LLC | 60990 | PV1 | Altus Power America Management, LLC | Solar Photovoltaic | 40.0956 | -74.7876 | 7.9
2025-09 | SWPP | Sterling I Wind Farm | 60991 | STER1 | AEM Wind LLC | Onshore Wind Turbine | 33.3596 | -103.2506 | 29.9
2025-09 | PJM | Northern Cardinal Solar | 60992 | NCARD | Terraform Arcadia | Solar Photovoltaic | 36.4333 | -77.7197 | 2
2025-09 | PJM | French's Landfill PV | 60994 | GEN1 | Altus Power America Management, LLC | Solar Photovoltaic | 40.1097 | -74.1302 | 5.1
2025-09 | CISO | Ramona Solar Energy | 60995 | 1 | San Diego Gas & Electric Co | Solar Photovoltaic | 33.0185 | -116.8607 | 4.3
2025-09 | PJM | Everett PV1 | 60997 | EVRT1 | Strata Manager, LLC | Solar Photovoltaic | 35.8211 | -77.3096 | 10
2025-09 | PJM | Underwood PV2 | 60998 | UNWD2 | Strata Manager, LLC | Solar Photovoltaic | 36.4194 | -77.0495 | 16
2025-09 | SWPP | Reading Wind Project | 60999 | READW | Southern Power Co | Onshore Wind Turbine | 38.475 | -95.9655 | 200.1
2025-09 | ERCO | Cactus Flats Wind Energy Project | 61001 | WT1 | Southern Power Co | Onshore Wind Turbine | 31.1125 | -100.0281 | 148.4
2025-09 | ISNE | WED Portsmouth One, LLC | 61002 | PORT1 | Greenbacker Renewable Energy Corporation | Onshore Wind Turbine | 41.612 | -71.2493 | 1.5
2025-09 | NYIS | Musgrave East Solar Farm | 61003 | CMUSW | Novis Renewables, LLC | Solar Photovoltaic | 42.7315 | -76.6637 | 2
2025-09 | PJM | Whirlpool Corporation - Ottawa Wind Farm | 61004 | W1 | OEE XXIV LLC | Onshore Wind Turbine | 41.0028 | -84.0337 | 1.5
2025-09 | PJM | Whirlpool Corporation - Marion Wind Farm | 61005 | W1 | OEE XXIII LLC | Onshore Wind Turbine | 40.5912 | -83.1785 | 1.5
2025-09 | PJM | Whirlpool Corporation - Marion Wind Farm | 61005 | W2 | OEE XXIII LLC | Onshore Wind Turbine | 40.5912 | -83.1785 | 1.5
2025-09 | PJM | Whirlpool Corporation - Marion Wind Farm | 61005 | W3 | OEE XXIII LLC | Onshore Wind Turbine | 40.5912 | -83.1785 | 1.5
2025-09 | CISO | SCDA Solar 1 | 61006 | SCAIR | SCDA Solar 1, LLC | Solar Photovoltaic | 38.6902 | -121.5865 | 7
2025-09 | ISNE | Redbrook Community Solar 1 | 61007 | REDBR | Redbrook Solar 1, LLC | Solar Photovoltaic | 41.8291 | -70.6148 | 4
2025-09 | ISNE | Brook Street Solar 1 CSG | 61008 | BROOK | Brook Street Solar 1, LLC | Solar Photovoltaic | 41.9559 | -70.7861 | 5
2025-09 | ISNE | Spring Street Solar 1 CSG | 61009 | SPRIN | Spring Street Solar 1, LLC | Solar Photovoltaic | 41.9425 | -70.7664 | 2
2025-09 | ISNE | Bullock Road Solar 1 | 61010 | BULLO | Bullock Road Solar 1, LLC | Solar Photovoltaic | 41.7289 | -70.9905 | 1.9
2025-09 | PJM | Chestnut Solar | 61011 | PV1 | Dominion Renewable Energy | Solar Photovoltaic | 36.18 | -77.712 | 74.9
2025-09 | NYIS | Mill Seat Renewable Energy Facility | 61012 | GEN1 | WM Renewable Energy LLC | Landfill Gas | 43.0637 | -77.9329 | 0.8
2025-09 | NYIS | Mill Seat Renewable Energy Facility | 61012 | GEN2 | WM Renewable Energy LLC | Landfill Gas | 43.0637 | -77.9329 | 0.8
2025-09 | NYIS | Mill Seat Renewable Energy Facility | 61012 | GEN3 | WM Renewable Energy LLC | Landfill Gas | 43.0637 | -77.9329 | 0.8
2025-09 | NYIS | Mill Seat Renewable Energy Facility | 61012 | GEN4 | WM Renewable Energy LLC | Landfill Gas | 43.0637 | -77.9329 | 0.8
2025-09 | NYIS | Mill Seat Renewable Energy Facility | 61012 | GEN5 | WM Renewable Energy LLC | Landfill Gas | 43.0637 | -77.9329 | 0.8
2025-09 | NYIS | Mill Seat Renewable Energy Facility | 61012 | GEN6 | WM Renewable Energy LLC | Landfill Gas | 43.0637 | -77.9329 | 0.8
2025-09 | NYIS | Mill Seat Renewable Energy Facility | 61012 | GEN7 | WM Renewable Energy LLC | Landfill Gas | 43.0637 | -77.9329 | 0.8
2025-09 | NYIS | Mill Seat Renewable Energy Facility | 61012 | GEN8 | WM Renewable Energy LLC | Landfill Gas | 43.0637 | -77.9329 | 0.8
2025-09 | CISO | Marin Clean Energy Solar One | 61013 | MCES1 | AES Distributed Energy | Solar Photovoltaic | 37.9453 | -122.3772 | 10.5
2025-09 | NYIS | Musgrave West Solar Farm | 61015 | CMUSW | Novis Renewables, LLC | Solar Photovoltaic | 42.7315 | -76.6637 | 2
2025-09 | ISNE | Stafford St Solar 1 CSG | 61016 | STAF1 | Stafford St Solar 1, LLC | Solar Photovoltaic | 42.224 | -71.8706 | 2
2025-09 | ISNE | Stafford St 2 Community Solar | 61017 | STAF2 | Stafford St Solar 2, LLC | Solar Photovoltaic | 42.224 | -71.8706 | 1.9
2025-09 | ISNE | Stafford St Solar 3 CSG | 61018 | STAF3 | Stafford St Solar 3, LLC | Solar Photovoltaic | 42.224 | -71.8706 | 1
2025-09 | PJM | Hollyfield | 61023 | 1 | Virginia Electric & Power Co | Solar Photovoltaic | 37.672 | -77.1704 | 17
2025-09 | NYIS | Montefiore - Westchester Square | 61025 | EGEN1 | Montefiore-Westchester Square | Petroleum Liquids | 40.8406 | -73.8484 | 1
2025-09 | NYIS | New York Presbyterian Hospital-168th St | 61026 | CHNY1 | New York Presbyterian Hospital- 168th Street | Petroleum Liquids | 40.8409 | -73.9414 | 2
2025-09 | NYIS | New York Presbyterian Hospital-168th St | 61026 | CHNY2 | New York Presbyterian Hospital- 168th Street | Petroleum Liquids | 40.8409 | -73.9414 | 2
2025-09 | NYIS | New York Presbyterian Hospital-168th St | 61026 | GARG | New York Presbyterian Hospital- 168th Street | Petroleum Liquids | 40.8409 | -73.9414 | 0.1
2025-09 | NYIS | New York Presbyterian Hospital-168th St | 61026 | MHB1 | New York Presbyterian Hospital- 168th Street | Petroleum Liquids | 40.8409 | -73.9414 | 2
2025-09 | NYIS | New York Presbyterian Hospital-168th St | 61026 | MHB2 | New York Presbyterian Hospital- 168th Street | Petroleum Liquids | 40.8409 | -73.9414 | 1.4
2025-09 | NYIS | New York Presbyterian Hospital-168th St | 61026 | MHB3 | New York Presbyterian Hospital- 168th Street | Petroleum Liquids | 40.8409 | -73.9414 | 1.4
2025-09 | NYIS | New York Presbyterian Hospital-168th St | 61026 | MHB4 | New York Presbyterian Hospital- 168th Street | Petroleum Liquids | 40.8409 | -73.9414 | 1.5
2025-09 | NYIS | New York Presbyterian Hospital-168th St | 61026 | MHB5 | New York Presbyterian Hospital- 168th Street | Petroleum Liquids | 40.8409 | -73.9414 | 1.5
2025-09 | PJM | Hickory Run Energy Station | 61028 | CTG1 | Hickory Run Energy, LLC | Natural Gas Fired Combined Cycle | 40.9944 | -80.43 | 295
2025-09 | PJM | Hickory Run Energy Station | 61028 | CTG2 | Hickory Run Energy, LLC | Natural Gas Fired Combined Cycle | 40.9944 | -80.43 | 295
2025-09 | PJM | Hickory Run Energy Station | 61028 | STG1 | Hickory Run Energy, LLC | Natural Gas Fired Combined Cycle | 40.9944 | -80.43 | 443.7
2025-09 | NYIS | Harford Solar Farm | 61030 | CMUSW | Novis Renewables, LLC | Solar Photovoltaic | 42.448 | -76.245 | 2
2025-09 | PJM | Floyd Road Solar Farm | 61031 | PV1 | Greenbacker Renewable Energy Corporation | Solar Photovoltaic | 36.5059 | -77.6775 | 5
2025-09 | ERCO | Heart of Texas Wind Project | 61032 | HTX | Scout Clean Energy LLC | Onshore Wind Turbine | 31.2422 | -99.4213 | 180
2025-09 | PJM | Birdsboro Power | 61035 | GEN1 | Birdsboro Power LLC | Natural Gas Fired Combined Cycle | 40.2685 | -75.7997 | 525
2025-09 | ISNE | Deerfield Wind LLC | 61039 | WT1 | Avangrid Power LLC | Onshore Wind Turbine | 42.8772 | -72.9937 | 30
2025-09 | NYIS | Roaring Brook, LLC | 61041 | WT1 | Avangrid Power LLC | Onshore Wind Turbine | 43.7096 | -75.6162 | 79.7
2025-09 | NYIS | Canandaigua Westbrook Solar Array | 61042 | PV1 | Onsite Partners, LLC | Solar Photovoltaic | 42.8691 | -77.2845 | 1.3
2025-09 | NYIS | Canandaigua Solar Array | 61043 | PV1 | Onsite Partners, LLC | Solar Photovoltaic | 42.8689 | -77.2846 | 2
2025-09 | MISO | Tatanka Ridge | 61046 | WT1 | Tatanka Ridge LLC | Onshore Wind Turbine | 44.592 | -96.576 | 154
2025-09 | PJM | Greenfield Solar Park | 61053 | SGREE | Indiana Municipal Power Agency | Solar Photovoltaic | 39.7938 | -85.8165 | 2.8
2025-09 | PJM | IMPA Anderson Solar Park 2 | 61054 | SAND2 | Indiana Municipal Power Agency | Solar Photovoltaic | 40.1383 | -85.6909 | 8.1
2025-09 | PJM | DG AMP Solar Front Royal | 61055 | AMPFR | DG AMP Solar, LLC | Solar Photovoltaic | 38.929 | -78.18 | 2.5
2025-09 | SWPP | Seward Wind Farm | 61056 | T1 | Seward Wind LLC | Onshore Wind Turbine | 40.895 | -97.1951 | 1.7
2025-09 | MISO | Kramer Solar CSG | 61058 | 0000B | Geronimo Power | Solar Photovoltaic | 44.747 | -94.7057 | 1
2025-09 | MISO | Kramer Solar CSG | 61058 | KRAM2 | Geronimo Power | Solar Photovoltaic | 44.747 | -94.7057 | 1
2025-09 | MISO | Kramer Solar CSG | 61058 | KRAM3 | Geronimo Power | Solar Photovoltaic | 44.747 | -94.7057 | 1
2025-09 | MISO | Novel OYA of Osakis CSG | 61059 | 0000G | NRG MN Community LLC | Solar Photovoltaic | 45.85 | -95.15 | 5
2025-09 | MISO | Novel - OYA of Mapleton CSG | 61060 | 0000I | NRG MN Community LLC | Solar Photovoltaic | 43.93 | -93.96 | 3.5
2025-09 | CISO | Foundation CDCR LAC | 61066 | WTG1 | Foundation CA Fund VIII Manager, LLC | Onshore Wind Turbine | 34.691 | -118.221 | 1.9
2025-09 | CISO | Foundation Scheid Vineyards | 61067 | WTG1 | Foundation CA Fund VIII Manager, LLC | Onshore Wind Turbine | 36.2745 | -121.1916 | 1.9
2025-09 | ISNE | BWC Wading River One, Two, Three CSG | 61069 | 62381 | Ameresco BWC Wading River LLC | Solar Photovoltaic | 42.0853 | -71.5267 | 3
2025-09 | MISO | Saratoga Wind Farm | 61070 | SWE | Madison Gas & Electric Co | Onshore Wind Turbine | 43.4489 | -92.2807 | 66
2025-09 | MISO | Lemond Solar | 61072 | LEMND | Adapture Renewables, Inc. | Solar Photovoltaic | 44.081 | -93.2859 | 5
2025-09 | PJM | Pemberton Road I | 61073 | PEMB1 | NJR Clean Energy Ventures Corporation | Solar Photovoltaic | 39.9818 | -74.6974 | 8.8
2025-09 | PJM | Pemberton Road II | 61074 | PEMB2 | NJR Clean Energy Ventures Corporation | Solar Photovoltaic | 39.9799 | -74.7019 | 8.8
2025-09 | MISO | Orient Wind Farm | 61077 | 1 | MidAmerican Energy Co | Onshore Wind Turbine | 41.2024 | -94.4172 | 102
2025-09 | MISO | Orient Wind Farm | 61077 | 2 | MidAmerican Energy Co | Onshore Wind Turbine | 41.2024 | -94.4172 | 398.8
2025-09 | MISO | Beaver Creek Wind | 61079 | 1 | MidAmerican Energy Co | Onshore Wind Turbine | 42.107 | -94.1646 | 170
2025-09 | MISO | Beaver Creek Wind | 61079 | GT1 | MidAmerican Energy Co | Onshore Wind Turbine | 42.107 | -94.1646 | 170
2025-09 | SWPP | Independence Solar Farm | 61092 | IPL1 | MC Power Companies Inc | Solar Photovoltaic | 39.1171 | -94.2882 | 3
2025-09 | ISNE | Syncarpha Freetown | 61097 | SYNFR | Marie's Way Solar I, LLC | Solar Photovoltaic | 41.7689 | -70.7865 | 3.9
2025-09 | SWPP | Burke Wind, LLC | 61100 | GE23 | Burke Wind LLC | Onshore Wind Turbine | 48.7545 | -102.6378 | 199.4
2025-09 | MISO | Pine River Wind Park | 61106 | 1 | DTE Electric Company | Onshore Wind Turbine | 43.5243 | -84.6968 | 161.3
2025-09 | CISO | Vanadium Redox Flow Battery Plant | 61107 | VRF | SDGE Batteries | Batteries | 32.6825 | -116.9888 | 2
2025-09 | CISO | Manteca Land PV | 61115 | MANT1 | AES Distributed Energy | Solar Photovoltaic | 37.8401 | -121.2162 | 1
2025-09 | CISO | Delano Land 1 | 61116 | DELA1 | AES Distributed Energy | Solar Photovoltaic | 35.7612 | -119.3444 | 1
2025-09 | CISO | Bakersfield PV 1 | 61117 | BAKE1 | AES Distributed Energy | Solar Photovoltaic | 35.325 | -118.9815 | 5.3
2025-09 | CISO | Bakersfield Industrial PV 1 | 61118 | BIND1 | AES Distributed Energy | Solar Photovoltaic | 35.33 | -118.9931 | 1
2025-09 | ISNE | Elizabeth Mines Solar 1 | 61124 | EMS1 | Elizabeth Mines Solar 1, LLC | Solar Photovoltaic | 43.8236 | -72.3311 | 5
2025-09 | ISNE | Nebraska Valley Solar Farm | 61125 | NVSF | Town of Stowe- (VT) | Solar Photovoltaic | 44.4623 | -72.7709 | 1
2025-09 | PJM | Bedford Solar (Oppidum) | 61126 | 12346 | Oppidum Renewables USA, LLC | Solar Photovoltaic | 37.335 | -79.481 | 3
2025-09 | PJM | Tolson Solar | 61131 | 12345 | Oppidum Renewables USA, LLC | Solar Photovoltaic | 35.8296 | -77.6159 | 3
2025-09 | PJM | Phelps 158 Solar Farm | 61134 | 15800 | Greenbacker Renewable Energy Corporation | Solar Photovoltaic | 36.4426 | -77.1615 | 5
2025-09 | SWPP | Lebanon Solar Farm (MO) | 61135 | LSF1 | Missouri Jnt Muni.Pwr Elec. Ut. Comm. | Solar Photovoltaic | 37.6678 | -92.6706 | 2.5
2025-09 | MISO | Armstrong Solar | 61138 | 0000A | ETCAP NES CS MN 06 LLC | Solar Photovoltaic | 45.6423 | -95.3564 | 3
2025-09 | MISO | Marmas Solar CSG | 61139 | MARM2 | Geronimo Power | Solar Photovoltaic | 45.5561 | -94.1171 | 1
2025-09 | MISO | Marmas Solar CSG | 61139 | MARM3 | Geronimo Power | Solar Photovoltaic | 45.5561 | -94.1171 | 1
2025-09 | MISO | Marmas Solar CSG | 61139 | MARM4 | Geronimo Power | Solar Photovoltaic | 45.5561 | -94.1171 | 1
2025-09 | MISO | Marmas Solar CSG | 61139 | MARM5 | Geronimo Power | Solar Photovoltaic | 45.5561 | -94.1171 | 1
2025-09 | MISO | CF Novel Solar CSG Gardens Two, LLC | 61140 | 0000D | Cypress Creek Renewables | Solar Photovoltaic | 43.8459 | -93.8367 | 1.8
2025-09 | MISO | CF Novel Solar CSG Gardens Eleven, LLC | 61141 | 0000F | Cypress Creek Renewables | Solar Photovoltaic | 44.24 | -93.96 | 3
2025-09 | MISO | WasecaSun | 61142 | 0000H | Geronimo Power | Solar Photovoltaic | 44.0514 | -93.3865 | 1
2025-09 | MISO | WasecaSun | 61142 | WASE2 | Geronimo Power | Solar Photovoltaic | 44.0514 | -93.3865 | 1
2025-09 | MISO | WasecaSun | 61142 | WASE3 | Geronimo Power | Solar Photovoltaic | 44.0514 | -93.3865 | 1
2025-09 | MISO | WasecaSun | 61142 | WASE4 | Geronimo Power | Solar Photovoltaic | 44.0514 | -93.3865 | 1
2025-09 | MISO | WasecaSun | 61142 | WASE5 | Geronimo Power | Solar Photovoltaic | 44.0514 | -93.3865 | 1
2025-09 | MISO | Astoria Station | 61144 | 1 | Otter Tail Power Co | Natural Gas Fired Combustion Turbine | 44.575 | -96.5594 | 349
2025-09 | PJM | Brown County LFGTE Power Station | 61145 | GM01 | Energy Developments, Inc d/b/a EDL | Landfill Gas | 38.895 | -83.903 | 1.6
2025-09 | PJM | Brown County LFGTE Power Station | 61145 | GM02 | Energy Developments, Inc d/b/a EDL | Landfill Gas | 38.895 | -83.903 | 1.6
2025-09 | PJM | Brown County LFGTE Power Station | 61145 | GM03 | Energy Developments, Inc d/b/a EDL | Landfill Gas | 38.895 | -83.903 | 1.6
2025-09 | CISO | AT&T Holger | 61153 | AT057 | Bloom Energy | Other Natural Gas | 37.4176 | -121.9445 | 1.3
2025-09 | CISO | AT&T Anaheim | 61154 | AT058 | Bloom Energy | Other Natural Gas | 33.8364 | -117.9169 | 1.3
2025-09 | MISO | Harvest Ridge Wind Farm | 61161 | GEN01 | Harvest Ridge Wind Farm | Onshore Wind Turbine | 39.8319 | -88.0723 | 202
2025-09 | ISNE | Onset East Community Solar Facility | 61163 | ONSE | Kearsarge Onset LLC | Solar Photovoltaic | 41.7658 | -70.6445 | 1
2025-09 | ISNE | Onset West Community Solar Facility | 61164 | ONSW | Kearsarge Onset LLC | Solar Photovoltaic | 41.7658 | -70.6445 | 1
2025-09 | MISO | Taurus Community Solar | 61174 | ETCS1 | Taurus Community Solar | Solar Photovoltaic | 44.9503 | -95.6915 | 1
2025-09 | MISO | Taurus Community Solar | 61174 | ETCS2 | Taurus Community Solar | Solar Photovoltaic | 44.9503 | -95.6915 | 1
2025-09 | MISO | Taurus Community Solar | 61174 | ETCS3 | Taurus Community Solar | Solar Photovoltaic | 44.9503 | -95.6915 | 1
2025-09 | MISO | Taurus Community Solar | 61174 | ETCS4 | Taurus Community Solar | Solar Photovoltaic | 44.9503 | -95.6915 | 1
2025-09 | MISO | Pegasus Community Solar | 61175 | CPCS1 | Pegasus Community Solar | Solar Photovoltaic | 45.4955 | -95.1247 | 1
2025-09 | MISO | Pegasus Community Solar | 61175 | CPCS2 | Pegasus Community Solar | Solar Photovoltaic | 45.4955 | -95.1247 | 1
2025-09 | MISO | Antares Community Solar | 61176 | FACS1 | Antares Community Solar | Solar Photovoltaic | 44.2262 | -95.6238 | 1
2025-09 | MISO | Antares Community Solar | 61176 | FACS2 | Antares Community Solar | Solar Photovoltaic | 44.2262 | -95.6238 | 1
2025-09 | MISO | Antares Community Solar | 61176 | FACS3 | Antares Community Solar | Solar Photovoltaic | 44.2262 | -95.6238 | 1
2025-09 | MISO | Corvus Community Solar | 61177 | GCCS1 | Corvus Community Solar | Solar Photovoltaic | 44.1914 | -93.944 | 1
2025-09 | MISO | Corvus Community Solar | 61177 | GCCS2 | Corvus Community Solar | Solar Photovoltaic | 44.1914 | -93.944 | 1
2025-09 | MISO | Corvus Community Solar | 61177 | GCCS3 | Corvus Community Solar | Solar Photovoltaic | 44.1914 | -93.944 | 1
2025-09 | MISO | Corvus Community Solar | 61177 | GCCS4 | Corvus Community Solar | Solar Photovoltaic | 44.1914 | -93.944 | 1
2025-09 | MISO | Corvus Community Solar | 61177 | GCCS5 | Corvus Community Solar | Solar Photovoltaic | 44.1914 | -93.944 | 1
2025-09 | MISO | Capella Community Solar | 61178 | HCCS1 | Capella Community Solar | Solar Photovoltaic | 44.0901 | -96.1612 | 1
2025-09 | MISO | Capella Community Solar | 61178 | HCCS2 | Capella Community Solar | Solar Photovoltaic | 44.0901 | -96.1612 | 1
2025-09 | MISO | Capella Community Solar | 61178 | HCCS3 | Capella Community Solar | Solar Photovoltaic | 44.0901 | -96.1612 | 1
2025-09 | MISO | Capella Community Solar | 61178 | HCCS4 | Capella Community Solar | Solar Photovoltaic | 44.0901 | -96.1612 | 1
2025-09 | MISO | Capella Community Solar | 61178 | HCCS5 | Capella Community Solar | Solar Photovoltaic | 44.0901 | -96.1612 | 1
2025-09 | MISO | Carina Community Solar | 61179 | JCCS1 | Carina Community Solar | Solar Photovoltaic | 44.1647 | -92.2412 | 1
2025-09 | MISO | Carina Community Solar | 61179 | JCCS2 | Carina Community Solar | Solar Photovoltaic | 44.1647 | -92.2412 | 1
2025-09 | MISO | Carina Community Solar | 61179 | JCCS3 | Carina Community Solar | Solar Photovoltaic | 44.1647 | -92.2412 | 1
2025-09 | MISO | Carina Community Solar | 61179 | JCCS4 | Carina Community Solar | Solar Photovoltaic | 44.1647 | -92.2412 | 1
2025-09 | MISO | Caelum Community Solar | 61180 | PCCS1 | Caelum Community Solar | Solar Photovoltaic | 45.662 | -93.9368 | 1
2025-09 | MISO | Caelum Community Solar | 61180 | PCCS2 | Caelum Community Solar | Solar Photovoltaic | 45.662 | -93.9368 | 1
2025-09 | MISO | Andromeda Community Solar | 61181 | OACS1 | Andromeda Community Solar | Solar Photovoltaic | 44.9019 | -94.0316 | 1
2025-09 | MISO | Andromeda Community Solar | 61181 | OACS2 | Andromeda Community Solar | Solar Photovoltaic | 44.9019 | -94.0316 | 1
2025-09 | MISO | Andromeda Community Solar | 61181 | OACS3 | Andromeda Community Solar | Solar Photovoltaic | 44.9019 | -94.0316 | 1
2025-09 | MISO | Andromeda Community Solar | 61181 | OACS4 | Andromeda Community Solar | Solar Photovoltaic | 44.9019 | -94.0316 | 1
2025-09 | MISO | Andromeda Community Solar | 61181 | OACS5 | Andromeda Community Solar | Solar Photovoltaic | 44.9019 | -94.0316 | 1
2025-09 | MISO | Lyra Community Solar | 61182 | RLCS1 | Lyra Community Solar | Solar Photovoltaic | 44.2403 | -93.5858 | 1
2025-09 | MISO | Lyra Community Solar | 61182 | RLCS2 | Lyra Community Solar | Solar Photovoltaic | 44.2403 | -93.5858 | 1
2025-09 | MISO | Lyra Community Solar | 61182 | RLCS3 | Lyra Community Solar | Solar Photovoltaic | 44.2403 | -93.5858 | 1
2025-09 | MISO | Argo Navis Community Solar | 61183 | UACS1 | Argo Navis Community Solar | Solar Photovoltaic | 45.2552 | -92.7723 | 1
2025-09 | MISO | Argo Navis Community Solar | 61183 | UACS2 | Argo Navis Community Solar | Solar Photovoltaic | 45.2552 | -92.7723 | 1
2025-09 | MISO | Argo Navis Community Solar | 61183 | UACS3 | Argo Navis Community Solar | Solar Photovoltaic | 45.2552 | -92.7723 | 1
2025-09 | PJM | Pfeffers | 61185 | SO147 | Terraform Arcadia | Solar Photovoltaic | 39.4276 | -76.3936 | 1
2025-09 | ISNE | Boston Medical Center CHP Plant | 61186 | BATT | Boston Medical Center | Batteries | 42.3347 | -71.0742 | 1
2025-09 | ISNE | Boston Medical Center CHP Plant | 61186 | COGEN | Boston Medical Center | Natural Gas Internal Combustion Engine | 42.3347 | -71.0742 | 2
2025-09 | PJM | IKEA Joliet Rooftop PV System | 61192 | PV | IKEA Property Inc | Solar Photovoltaic | 41.48 | -88.07 | 2
2025-09 | PJM | Merck - Upper Gwynedd Solar Array | 61198 | SA-1 | Merck - Upper Gwynedd Solar Array | Solar Photovoltaic | 40.2154 | -75.2831 | 1.5
2025-09 | CISO | Mount Signal Solar Farm V | 61202 | MTSG3 | Imperial Valley Solar 3, LLC | Solar Photovoltaic | 32.6788 | -115.5672 | 252.3
2025-09 | MISO | Lahr 1, LLC | 61203 | PV1 | SoCore Energy LLC | Solar Photovoltaic | 45.4312 | -94.426 | 5
2025-09 | CISO | AES ES Alamitos, LLC | 61204 | ALMTS | AES ES Alamitos, LLC | Batteries | 33.7702 | -118.0997 | 100
2025-09 | ERCO | Bandera Electric Coop PV | 61205 | PV1 | SoCore Energy LLC | Solar Photovoltaic | 29.681 | -99.7622 | 1.5
2025-09 | PJM | Onyx - Allen Harim | 61206 | 10021 | Onyx Asset Services Group | Solar Photovoltaic | 38.7175 | -75.2888 | 1.2
2025-09 | NYIS | Green Island Hydroelectric Station | 61207 | UNIT1 | Albany Engineering Corporation | Conventional Hydroelectric | 42.7481 | -73.6902 | 1.5
2025-09 | NYIS | Green Island Hydroelectric Station | 61207 | UNIT2 | Albany Engineering Corporation | Conventional Hydroelectric | 42.7481 | -73.6902 | 1.5
2025-09 | NYIS | Green Island Hydroelectric Station | 61207 | UNIT3 | Albany Engineering Corporation | Conventional Hydroelectric | 42.7481 | -73.6902 | 1.5
2025-09 | NYIS | Green Island Hydroelectric Station | 61207 | UNIT4 | Albany Engineering Corporation | Conventional Hydroelectric | 42.7481 | -73.6902 | 1.5
2025-09 | NYIS | Finger Lakes Solar I | 61210 | FLS1 | Finger Lakes Solar I, LLC | Solar Photovoltaic | 42.814 | -77.0456 | 1.9
2025-09 | ERCO | Flat Top Wind I | 61212 | FTWI | BHE Renewables, LLC | Onshore Wind Turbine | 31.6845 | -98.6034 | 200
2025-09 | CISO | Green Beanworks C PV | 61215 | GBWXC | AES Distributed Energy | Solar Photovoltaic | 34.597 | -117.931 | 3
2025-09 | CISO | Green Beanworks D PV | 61216 | GBWXD | AES Distributed Energy | Solar Photovoltaic | 34.655 | -118.0821 | 3
2025-09 | SWPP | Redbed Plains Wind Farm | 61221 | WT1 | Redbed Plains Wind Farm LLC | Onshore Wind Turbine | 35.2908 | -97.854 | 99.1
2025-09 | CISO | Golden Hills North Wind Energy Center | 61222 | 1 | Golden Hills Interconnection Wind, LLC | Onshore Wind Turbine | 37.7692 | -121.6302 | 46
2025-09 | SWPP | Chillicothe Solar Farm | 61223 | CHSF1 | Missouri Jnt Muni.Pwr Elec. Ut. Comm. | Solar Photovoltaic | 39.7888 | -93.5368 | 2.5
2025-09 | PJM | 350 Clark Solar, NG, LLC | 61224 | 5400 | NuGen Capital Management | Solar Photovoltaic | 40.8942 | -74.7302 | 1.8
2025-09 | ISNE | 433 Purchase Solar NG, LLC | 61237 | 5402 | NuGen Capital Management | Solar Photovoltaic | 41.8094 | -71.1922 | 2.5
2025-09 | NYIS | New York Presbyterian Hospital- 68th Street | 61238 | ANX1 | NY - PRESBYTERIAN HOSPITAL- 68TH ST | Petroleum Liquids | 40.7644 | -73.9539 | 2.5
2025-09 | NYIS | New York Presbyterian Hospital- 68th Street | 61238 | ANX2 | NY - PRESBYTERIAN HOSPITAL- 68TH ST | Petroleum Liquids | 40.7644 | -73.9539 | 2.5
2025-09 | NYIS | New York Presbyterian Hospital- 68th Street | 61238 | CGTB | NY - PRESBYTERIAN HOSPITAL- 68TH ST | Natural Gas Fired Combustion Turbine | 40.7644 | -73.9539 | 7.7
2025-09 | NYIS | New York Presbyterian Hospital- 68th Street | 61238 | DHK1 | NY - PRESBYTERIAN HOSPITAL- 68TH ST | Petroleum Liquids | 40.7644 | -73.9539 | 1.5
2025-09 | NYIS | New York Presbyterian Hospital- 68th Street | 61238 | DHK2 | NY - PRESBYTERIAN HOSPITAL- 68TH ST | Petroleum Liquids | 40.7644 | -73.9539 | 1.5
2025-09 | NYIS | New York Presbyterian Hospital- 68th Street | 61238 | DHK3 | NY - PRESBYTERIAN HOSPITAL- 68TH ST | Petroleum Liquids | 40.7644 | -73.9539 | 1.5
2025-09 | NYIS | New York Presbyterian Hospital- 68th Street | 61238 | GRB1 | NY - PRESBYTERIAN HOSPITAL- 68TH ST | Petroleum Liquids | 40.7644 | -73.9539 | 1.4
2025-09 | NYIS | New York Presbyterian Hospital- 68th Street | 61238 | GRB2 | NY - PRESBYTERIAN HOSPITAL- 68TH ST | Petroleum Liquids | 40.7644 | -73.9539 | 1.4
2025-09 | NYIS | New York Presbyterian Hospital- 68th Street | 61238 | GRB3 | NY - PRESBYTERIAN HOSPITAL- 68TH ST | Petroleum Liquids | 40.7644 | -73.9539 | 1.4
2025-09 | NYIS | New York Presbyterian Hospital- 68th Street | 61238 | GRB4 | NY - PRESBYTERIAN HOSPITAL- 68TH ST | Petroleum Liquids | 40.7644 | -73.9539 | 1.5
2025-09 | ERCO | Tres City Power LLC | 61241 | VC-1 | Tres Power Victoria LLC | Natural Gas Fired Combustion Turbine | 28.7853 | -97.0093 | 50
2025-09 | ERCO | Tres City Power LLC | 61241 | VC-2 | Tres Power Victoria LLC | Natural Gas Fired Combustion Turbine | 28.7853 | -97.0093 | 50
2025-09 | ERCO | Tres Port Power, LLC | 61242 | VP-1 | Tres Power Victoria LLC | Natural Gas Fired Combustion Turbine | 28.6964 | -96.9453 | 50
2025-09 | ERCO | Tres Port Power, LLC | 61242 | VP-2 | Tres Power Victoria LLC | Natural Gas Fired Combustion Turbine | 28.6964 | -96.9453 | 50
2025-09 | ISNE | Old Wardour Solar | 61243 | 5406 | NuGen Capital Management | Solar Photovoltaic | 42.2376 | -72.0375 | 5.5
2025-09 | ISNE | Shuman Solar | 61244 | 5404 | NuGen Capital Management | Solar Photovoltaic | 42.1149 | -71.066 | 2.2
2025-09 | ISNE | Vuelta Solar | 61245 | 5405 | NuGen Capital Management | Solar Photovoltaic | 42.2376 | -72.0375 | 5.5
2025-09 | PJM | Glopak Solar PV Power Plant | 61248 | INV1R | Glopak Corporation | Solar Photovoltaic | 40.5754 | -74.3928 | 0.5
2025-09 | PJM | Glopak Solar PV Power Plant | 61248 | INV2G | Glopak Corporation | Solar Photovoltaic | 40.5754 | -74.3928 | 0.5
2025-09 | CISO | USPS PV | 61250 | USPS1 | Altus Power America Management, LLC | Solar Photovoltaic | 33.9779 | -118.2587 | 7.4
2025-09 | SWPP | Rock Falls Wind Farm LLC | 61261 | RF1 | Public Service Co of Oklahoma | Onshore Wind Turbine | 36.9272 | -97.4271 | 154.5
2025-09 | MISO | Stuttgart Solar | 61262 | STGRT | Stuttgart Solar, LLC | Solar Photovoltaic | 34.4397 | -91.44 | 81
2025-09 | PJM | Wolf Run Energy | 61263 | GEN1 | Wolf Run Energy LLC | Natural Gas Internal Combustion Engine | 41.611 | -76.2994 | 4.4
2025-09 | PJM | Wolf Run Energy | 61263 | GEN2 | Wolf Run Energy LLC | Natural Gas Internal Combustion Engine | 41.611 | -76.2994 | 4.4
2025-09 | PJM | Wolf Run Energy | 61263 | GEN3 | Wolf Run Energy LLC | Natural Gas Internal Combustion Engine | 41.611 | -76.2994 | 4.4
2025-09 | PJM | Wolf Run Energy | 61263 | GEN4 | Wolf Run Energy LLC | Natural Gas Internal Combustion Engine | 41.611 | -76.2994 | 4.4
2025-09 | PJM | Wolf Run Energy | 61263 | GEN5 | Wolf Run Energy LLC | Natural Gas Internal Combustion Engine | 41.611 | -76.2994 | 4.4
2025-09 | CISO | Antelope Expansion 2 | 61264 | ANTX2 | AES Distributed Energy | Solar Photovoltaic | 34.745 | -118.3092 | 105
2025-09 | CISO | Antelope DSR 3 | 61265 | ADSR3 | AES Distributed Energy | Solar Photovoltaic | 34.7369 | -118.3041 | 20
2025-09 | MISO | Hurricane Creek Lift Station | 61267 | HURR | Johnson County Rural E M C | Petroleum Liquids | 39.5879 | -86.1858 | 2
2025-09 | SWPP | Thunder Ranch Wind Project | 61269 | WT1 | Thunder Ranch Wind Project, LLC | Onshore Wind Turbine | 36.522 | -97.145 | 297.8
2025-09 | SWPP | Red Dirt Wind Project | 61270 | RDDRT | Red Dirt Wind Project, LLC | Onshore Wind Turbine | 36.051 | -97.784 | 299.3
2025-09 | PJM | APG Combined Heat and Power Plant | 61282 | GEN1 | US Dept of Army, Garrison, APG | Natural Gas Fired Combustion Turbine | 39.3975 | -76.2991 | 7.9
2025-09 | PJM | Sun Farm V, LLC | 61287 | SF5PV | Greenbacker Renewable Energy Corporation | Solar Photovoltaic | 36.1606 | -76.4894 | 5
2025-09 | ISNE | Farley Road Community Solar | 61294 | 02419 | Farley Road Solar, LLC | Solar Photovoltaic | 42.1 | -72 | 1.9
2025-09 | ISNE | Belchertown Renewables Community Solar | 61295 | 02675 | Belchertown Renewables, LLC | Solar Photovoltaic | 42.3 | -72.3 | 4
2025-09 | ISNE | Theodore Drive Community Solar | 61296 | 02529 | Theodore Drive Solar, LLC | Solar Photovoltaic | 42.5 | -71.8 | 1.5
2025-09 | ISNE | Upton Community Solar | 61297 | 02567 | Upton Solar, LLC | Solar Photovoltaic | 42.1 | -71.7 | 2
2025-09 | ISNE | Pleasantdale Road Community Solar | 61298 | 02112 | Pleasantdale Road Solar, LLC | Solar Photovoltaic | 42.3222 | -71.987 | 1
2025-09 | ISNE | Hatfield Renewables Community Solar | 61299 | 02599 | Hatfield Renewables, LLC | Solar Photovoltaic | 42.3 | -72.7 | 1.9
2025-09 | PJM | Bluff Point Wind Facility | 61303 | BLUFF | Bluff Point Wind, LLC | Onshore Wind Turbine | 40.319 | -84.9769 | 119.7
2025-09 | ISNE | Peterson Road Solar | 61307 | 02076 | Peterson Road Solar, LLC | Solar Photovoltaic | 42.1 | -72.3 | 2.5
2025-09 | ISNE | Sampson Road Community Solar | 61308 | 02696 | Sampson Road Solar, LLC | Solar Photovoltaic | 42.1 | -72 | 2
2025-09 | ERCO | IKEA Grand Prairie Rooftop PV System | 61309 | PV1 | IKEA Property Inc | Solar Photovoltaic | 32.82 | -97.05 | 1.2
2025-09 | PJM | Crittenden Solar Facility | 61310 | PV1 | Duke Energy Kentucky Inc | Solar Photovoltaic | 38.7518 | -84.6133 | 2.7
2025-09 | PJM | Walton 1 Solar Facility | 61311 | PV1 | Duke Energy Kentucky Inc | Solar Photovoltaic | 38.8502 | -84.5923 | 2
2025-09 | PJM | Walton 2 Solar Facility | 61312 | PV1 | Duke Energy Kentucky Inc | Solar Photovoltaic | 38.8502 | -84.5923 | 2
2025-09 | SWPP | BPU Solar Farm | 61313 | BPU1 | MC Power Companies Inc | Solar Photovoltaic | 39.1664 | -94.6969 | 1
2025-09 | ISNE | Golden Hills Solar | 61315 | 02196 | Golden Hills Solar, LLC | Solar Photovoltaic | 42.4 | -72 | 4.7
2025-09 | SWPP | Higginsville Solar Farm | 61316 | HSF1 | Missouri Jnt Muni.Pwr Elec. Ut. Comm. | Solar Photovoltaic | 39.0021 | -93.7268 | 2.5
2025-09 | PJM | Mt. Jackson Solar | 61318 | SOLAR | Energix Mt. Jackson, LLC. | Solar Photovoltaic | 38.7396 | -78.6602 | 15.7
2025-09 | PJM | Biggs Ford Solar Center | 61321 | BFSC | Biggs Ford Solar Center, LLC | Solar Photovoltaic | 39.4829 | -77.3757 | 15
2025-09 | PJM | Long Ridge Energy Generation | 61322 | HPPP1 | Long Ridge Energy Generation LLC | Natural Gas Fired Combined Cycle | 39.7026 | -80.8455 | 521.9
2025-09 | MISO | Crater Community Solar | 61328 | TCCS1 | Crater Community Solar | Solar Photovoltaic | 44.7987 | -95.5083 | 1
2025-09 | MISO | Crater Community Solar | 61328 | TCCS2 | Crater Community Solar | Solar Photovoltaic | 44.7987 | -95.5083 | 1
2025-09 | MISO | Crater Community Solar | 61328 | TCCS3 | Crater Community Solar | Solar Photovoltaic | 44.7987 | -95.5083 | 1
2025-09 | MISO | Delphinus Community Solar | 61329 | QDCS1 | Delphinus Community Solar | Solar Photovoltaic | 45.6186 | -94.0888 | 1
2025-09 | MISO | Delphinus Community Solar | 61329 | QDCS2 | Delphinus Community Solar | Solar Photovoltaic | 45.6186 | -94.0888 | 1
2025-09 | PJM | Hog Creek Wind Project | 61330 | WT1 | Hog Creek Wind Project LLC | Onshore Wind Turbine | 40.7931 | -83.7287 | 66
2025-09 | MISO | Oak Hill Solar Array | 61333 | OHSA1 | Southern Indiana Gas & Elec Co | Solar Photovoltaic | 37.99 | -87.53 | 2
2025-09 | MISO | Volkman Road Solar Array Hybrid | 61334 | VRSA1 | Southern Indiana Gas & Elec Co | Solar Photovoltaic | 38.1492 | -87.5482 | 2
2025-09 | MISO | Volkman Road Solar Array Hybrid | 61334 | VRSA2 | Southern Indiana Gas & Elec Co | Batteries | 38.1492 | -87.5482 | 1
2025-09 | CISO | Green Beanworks B PV | 61339 | GBWXB | AES Distributed Energy | Solar Photovoltaic | 34.688 | -117.9895 | 3
2025-09 | ISNE | Next Generation Solar Farm | 61340 | NGSF1 | Cypress Creek Renewables | Solar Photovoltaic | 44.0848 | -73.2266 | 2.2
2025-09 | ISNE | Grafton PV | 61341 | MSBW1 | MN8 Energy LLC | Solar Photovoltaic | 42.2255 | -71.6626 | 2.7
2025-09 | ISNE | Barrett PV | 61342 | MSBW2 | MN8 Energy LLC | Solar Photovoltaic | 42.1622 | -71.8645 | 11.9
2025-09 | ERCO | Karankawa Wind LLC | 61343 | WT1 | Avangrid Power LLC | Onshore Wind Turbine | 28.1702 | -97.8175 | 307.1
2025-09 | PJM | Otter Creek Wind Farm LLC | 61344 | WT1 | Avangrid Power LLC | Onshore Wind Turbine | 41.0554 | -88.9939 | 150
2025-09 | ERCO | RE Maplewood | 61346 | PV1 | Onward Energy | Solar Photovoltaic | 30.9766 | -102.2578 | 222
2025-09 | ERCO | RE Maplewood | 61346 | PV2 | Onward Energy | Solar Photovoltaic | 30.9766 | -102.2578 | 28
2025-09 | ISNE | MDFA Devens-Saratoga | 61350 | SO145 | Terraform Arcadia | Solar Photovoltaic | 42.5441 | -71.5988 | 2.5
2025-09 | CISO | Mount Signal Solar Farm II | 61353 | IVS2 | MN8 Energy LLC | Solar Photovoltaic | 32.6685 | -115.6292 | 153.5
2025-09 | PJM | Princeton Solar Project | 61354 | STONY | NJR Clean Energy Ventures Corporation | Solar Photovoltaic | 40.3797 | -74.6257 | 2.2
2025-09 | PJM | Valfilm Wind Project | 61356 | W1 | OEE XXV LLC | Onshore Wind Turbine | 41.0843 | -83.6441 | 1.5
2025-09 | PJM | Valfilm Wind Project | 61356 | W2 | OEE XXV LLC | Onshore Wind Turbine | 41.0843 | -83.6441 | 1.5
2025-09 | MISO | Red Pine Wind Project | 61357 | RP1 | EDF Renewable Asset Holdings, Inc. | Onshore Wind Turbine | 44.478 | -96.1538 | 200
2025-09 | PJM | IGS Solar I - BWI5 | 61358 | BWI5 | CleanCapital Holdings | Solar Photovoltaic | 39.27 | -76.548 | 1.1
2025-09 | PJM | IGS Solar I - EWR5 | 61359 | EWR5 | CleanCapital Holdings | Solar Photovoltaic | 40.582 | -74.255 | 1.9
2025-09 | PJM | IGS Solar I - EWR6 | 61360 | EWR6 | CleanCapital Holdings | Solar Photovoltaic | 40.583 | -74.257 | 1.9
2025-09 | MISO | Equuleus Community Solar Gardens | 61363 | CSG1 | MN8 Energy LLC | Solar Photovoltaic | 44.7261 | -93.0227 | 1
2025-09 | MISO | Equuleus Community Solar Gardens | 61363 | CSG2 | MN8 Energy LLC | Solar Photovoltaic | 44.7261 | -93.0227 | 1
2025-09 | MISO | Equuleus Community Solar Gardens | 61363 | CSG3 | MN8 Energy LLC | Solar Photovoltaic | 44.7261 | -93.0227 | 1
2025-09 | MISO | Equuleus Community Solar Gardens | 61363 | CSG4 | MN8 Energy LLC | Solar Photovoltaic | 44.7261 | -93.0227 | 1
2025-09 | MISO | Equuleus Community Solar Gardens | 61363 | CSG5 | MN8 Energy LLC | Solar Photovoltaic | 44.7261 | -93.0227 | 1
2025-09 | CISO | Fallbrook Energy Storage | 61365 | FBES | San Diego Gas & Electric Co | Batteries | 33.3842 | -117.2353 | 40
2025-09 | CISO | Top Gun Energy Storage | 61366 | TGES | San Diego Gas & Electric Co | Batteries | 32.8762 | -117.1678 | 30
2025-09 | ISNE | Smith & Wesson at Springfield MA PV | 61367 | PV1 | Luminace Solar Massachusetts, LLC | Solar Photovoltaic | 42.1379 | -72.5509 | 1.9
2025-09 | ERCO | Midway Solar - TX | 61368 | PV1 | Midway Solar | Solar Photovoltaic | 30.9955 | -102.2235 | 182
2025-09 | ERCO | Walnut Springs Solar | 61370 | GEN1 | Cypress Creek Renewables | Solar Photovoltaic | 32.0787 | -97.7685 | 5
2025-09 | ISNE | Centaurus Solar - MA | 61371 | ASH24 | LSE Centaurus LLC | Solar Photovoltaic | 42.253 | -71.426 | 2.4
2025-09 | ISNE | Kearsarge Bellingham PV | 61373 | BELL | Kearsarge Bellingham LLC | Solar Photovoltaic | 42.0712 | -71.4586 | 2.9
2025-09 | PJM | Hecate Energy Clarke County LLC | 61374 | PV1 | Dominion Renewable Energy | Solar Photovoltaic | 39.0648 | -78.1382 | 10
2025-09 | PJM | Hecate Energy Cherrydale LLC | 61375 | PV1 | Dominion Renewable Energy | Solar Photovoltaic | 37.37 | -75.9172 | 20
2025-09 | NYIS | Cedar Creek PV | 61376 | CEDR1 | AES Distributed Energy | Solar Photovoltaic | 40.6489 | -73.5067 | 1.8
2025-09 | NYIS | Northern Westchester Hospital | 61378 | 1 | Northern Westchester Hospital | Petroleum Liquids | 41.1968 | -73.7257 | 1
2025-09 | NYIS | Northern Westchester Hospital | 61378 | 2 | Northern Westchester Hospital | Petroleum Liquids | 41.1968 | -73.7257 | 1
2025-09 | NYIS | Northern Westchester Hospital | 61378 | 3 | Northern Westchester Hospital | Petroleum Liquids | 41.1968 | -73.7257 | 1
2025-09 | NYIS | Northern Westchester Hospital | 61378 | P | Northern Westchester Hospital | Natural Gas Internal Combustion Engine | 41.1968 | -73.7257 | 1
2025-09 | MISO | DodgeSun CSG | 61379 | DODG1 | Geronimo Power | Solar Photovoltaic | 44.0404 | -92.69 | 1
2025-09 | MISO | DodgeSun CSG | 61379 | DODG2 | Geronimo Power | Solar Photovoltaic | 44.0404 | -92.69 | 1
2025-09 | MISO | DodgeSun CSG | 61379 | DODG3 | Geronimo Power | Solar Photovoltaic | 44.0404 | -92.69 | 1
2025-09 | MISO | DodgeSun CSG | 61379 | DODG4 | Geronimo Power | Solar Photovoltaic | 44.0404 | -92.69 | 1
2025-09 | MISO | DodgeSun CSG | 61379 | DODG5 | Geronimo Power | Solar Photovoltaic | 44.0404 | -92.69 | 1
2025-09 | MISO | Johnson Solar CSG | 61380 | JOHN1 | Geronimo Power | Solar Photovoltaic | 43.9121 | -96.187 | 1
2025-09 | MISO | Johnson Solar CSG | 61380 | JOHN2 | Geronimo Power | Solar Photovoltaic | 43.9121 | -96.187 | 1
2025-09 | MISO | Johnson Solar CSG | 61380 | JOHN3 | Geronimo Power | Solar Photovoltaic | 43.9121 | -96.187 | 1
2025-09 | MISO | Johnson Solar CSG | 61380 | JOHN4 | Geronimo Power | Solar Photovoltaic | 43.9121 | -96.187 | 1
2025-09 | MISO | Johnson Solar CSG | 61380 | JOHN5 | Geronimo Power | Solar Photovoltaic | 43.9121 | -96.187 | 0.7
2025-09 | MISO | Koppelman Sun CSG | 61381 | KOPP1 | Geronimo Power | Solar Photovoltaic | 44.1826 | -93.8763 | 1
2025-09 | MISO | Koppelman Sun CSG | 61381 | KOPP2 | Geronimo Power | Solar Photovoltaic | 44.1826 | -93.8763 | 1
2025-09 | MISO | Koppelman Sun CSG | 61381 | KOPP3 | Geronimo Power | Solar Photovoltaic | 44.1826 | -93.8763 | 1
2025-09 | MISO | Koppelman Sun CSG | 61381 | KOPP4 | Geronimo Power | Solar Photovoltaic | 44.1826 | -93.8763 | 1
2025-09 | MISO | Koppelman Sun CSG | 61381 | KOPP5 | Geronimo Power | Solar Photovoltaic | 44.1826 | -93.8763 | 1
2025-09 | MISO | Lindstrom Solar CSG | 61382 | LIND1 | Geronimo Power | Solar Photovoltaic | 45.3199 | -92.7966 | 1
2025-09 | MISO | Lindstrom Solar CSG | 61382 | LIND2 | Geronimo Power | Solar Photovoltaic | 45.3199 | -92.7966 | 1
2025-09 | MISO | Lindstrom Solar CSG | 61382 | LIND3 | Geronimo Power | Solar Photovoltaic | 45.3199 | -92.7966 | 1
2025-09 | MISO | Rengstorf Solar CSG | 61383 | RENG1 | Geronimo Power | Solar Photovoltaic | 44.2595 | -94.2891 | 1
2025-09 | MISO | Rengstorf Solar CSG | 61383 | RENG2 | Geronimo Power | Solar Photovoltaic | 44.2595 | -94.2891 | 1
2025-09 | MISO | Rengstorf Solar CSG | 61383 | RENG3 | Geronimo Power | Solar Photovoltaic | 44.2595 | -94.2891 | 1
2025-09 | MISO | Rengstorf Solar CSG | 61383 | RENG4 | Geronimo Power | Solar Photovoltaic | 44.2595 | -94.2891 | 1
2025-09 | MISO | Rengstorf Solar CSG | 61383 | RENG5 | Geronimo Power | Solar Photovoltaic | 44.2595 | -94.2891 | 1
2025-09 | MISO | St. Cloud Solar CSG | 61384 | STCL1 | Geronimo Power | Solar Photovoltaic | 45.4774 | -94.1213 | 1
2025-09 | MISO | St. Cloud Solar CSG | 61384 | STCL2 | Geronimo Power | Solar Photovoltaic | 45.4774 | -94.1213 | 1
2025-09 | MISO | St. Cloud Solar CSG | 61384 | STCL3 | Geronimo Power | Solar Photovoltaic | 45.4774 | -94.1213 | 1
2025-09 | MISO | St. Cloud Solar CSG | 61384 | STCL4 | Geronimo Power | Solar Photovoltaic | 45.4774 | -94.1213 | 1
2025-09 | MISO | St. Cloud Solar CSG | 61384 | STCL5 | Geronimo Power | Solar Photovoltaic | 45.4774 | -94.1213 | 1
2025-09 | NYIS | Letchworth Solar Project | 61389 | PV1 | Onsite Partners, LLC | Solar Photovoltaic | 42.619 | -78.1795 | 1.2
2025-09 | MISO | A.J. Mihm Generating Station | 61391 | M1 | Upper Michigan Energy Resources Company | Natural Gas Internal Combustion Engine | 46.7927 | -88.614 | 18.8
2025-09 | MISO | A.J. Mihm Generating Station | 61391 | M2 | Upper Michigan Energy Resources Company | Natural Gas Internal Combustion Engine | 46.7927 | -88.614 | 18.8
2025-09 | MISO | A.J. Mihm Generating Station | 61391 | M3 | Upper Michigan Energy Resources Company | Natural Gas Internal Combustion Engine | 46.7927 | -88.614 | 18.8
2025-09 | MISO | F.D. Kuester Generating Station | 61392 | K1 | Upper Michigan Energy Resources Company | Natural Gas Internal Combustion Engine | 46.5127 | -87.5107 | 18.8
2025-09 | MISO | F.D. Kuester Generating Station | 61392 | K2 | Upper Michigan Energy Resources Company | Natural Gas Internal Combustion Engine | 46.5127 | -87.5107 | 18.8
2025-09 | MISO | F.D. Kuester Generating Station | 61392 | K3 | Upper Michigan Energy Resources Company | Natural Gas Internal Combustion Engine | 46.5127 | -87.5107 | 18.8
2025-09 | MISO | F.D. Kuester Generating Station | 61392 | K4 | Upper Michigan Energy Resources Company | Natural Gas Internal Combustion Engine | 46.5127 | -87.5107 | 18.8
2025-09 | MISO | F.D. Kuester Generating Station | 61392 | K5 | Upper Michigan Energy Resources Company | Natural Gas Internal Combustion Engine | 46.5127 | -87.5107 | 18.8
2025-09 | MISO | F.D. Kuester Generating Station | 61392 | K6 | Upper Michigan Energy Resources Company | Natural Gas Internal Combustion Engine | 46.5127 | -87.5107 | 18.8
2025-09 | MISO | F.D. Kuester Generating Station | 61392 | K7 | Upper Michigan Energy Resources Company | Natural Gas Internal Combustion Engine | 46.5127 | -87.5107 | 18.8
2025-09 | ISNE | Canis Major Solar Farm | 61398 | S1980 | LSE Canis Major LLC | Solar Photovoltaic | 42.009 | -72.65 | 2
2025-09 | ISNE | Ashby Duffy CSG Solar Farm | 61399 | DU183 | LSE Cassiopeia LLC | Solar Photovoltaic | 42.68 | -71.83 | 1.8
2025-09 | ERCO | Foard City Wind | 61402 | FOARD | Foard City Wind, LLC | Onshore Wind Turbine | 33.9153 | -99.7403 | 352.8
2025-09 | PJM | Essex Solar Center | 61406 | ESSEX | Arevon Energy, Inc. | Solar Photovoltaic | 37.8341 | -76.8 | 20
2025-09 | SWPP | Cottonwood Wind Energy Center | 61407 | CTNWD | Cottonwood Wind Project | Onshore Wind Turbine | 40.2402 | -98.406 | 89.7
2025-09 | ISNE | Canis Minor Solar Farm | 61408 | B1000 | LSE Canis Minor LLC | Solar Photovoltaic | 41.893 | -72.986 | 1
2025-09 | ERCO | Highway 56 Solar | 61409 | GEN1 | Cypress Creek Renewables | Solar Photovoltaic | 33.6144 | -96.6904 | 5.3
2025-09 | ERCO | Whitesboro Solar | 61410 | GEN1 | Cypress Creek Renewables | Solar Photovoltaic | 33.6165 | -96.8687 | 5
2025-09 | ERCO | Whitesboro Solar II | 61411 | GEN1 | Cypress Creek Renewables | Solar Photovoltaic | 33.6249 | -96.8675 | 5
2025-09 | NYIS | NYC-HH - CONEY ISLAND HOSPITAL | 61413 | GEN1 | NYC-HH Coney Island Hospital | Petroleum Liquids | 40.5855 | -73.9656 | 1.2
2025-09 | NYIS | NYC-HH - CONEY ISLAND HOSPITAL | 61413 | GEN2 | NYC-HH Coney Island Hospital | Petroleum Liquids | 40.5855 | -73.9656 | 1.3
2025-09 | NYIS | NYC-HH - CONEY ISLAND HOSPITAL | 61413 | GEN3 | NYC-HH Coney Island Hospital | Petroleum Liquids | 40.5855 | -73.9656 | 0.3
2025-09 | NYIS | NYC-HH - CONEY ISLAND HOSPITAL | 61413 | RBG | NYC-HH Coney Island Hospital | Petroleum Liquids | 40.5855 | -73.9656 | 2.5
2025-09 | NYIS | NYC-HH - CONEY ISLAND HOSPITAL | 61413 | RBG1 | NYC-HH Coney Island Hospital | Petroleum Liquids | 40.5855 | -73.9656 | 2.5
2025-09 | NYIS | NY Times Daily Production Facility | 61414 | GEN1 | The NY Times Production Facility | Petroleum Liquids | 40.7754 | -73.8309 | 2
2025-09 | NYIS | NY Times Daily Production Facility | 61414 | GEN2 | The NY Times Production Facility | Petroleum Liquids | 40.7754 | -73.8309 | 2
2025-09 | NYIS | NY Times Daily Production Facility | 61414 | GEN3 | The NY Times Production Facility | Petroleum Liquids | 40.7754 | -73.8309 | 2
2025-09 | NYIS | NY Times Daily Production Facility | 61414 | GEN4 | The NY Times Production Facility | Petroleum Liquids | 40.7754 | -73.8309 | 2
2025-09 | NYIS | NY Times Daily Production Facility | 61414 | GEN5 | The NY Times Production Facility | Petroleum Liquids | 40.7754 | -73.8309 | 2
2025-09 | NYIS | NY Times Daily Production Facility | 61414 | GEN6 | The NY Times Production Facility | Petroleum Liquids | 40.7754 | -73.8309 | 2
2025-09 | ISNE | West Boylston Community Shared Solar | 61415 | CS1 | Town of West Boylston - (MA) | Solar Photovoltaic | 42.3314 | -71.7711 | 1.5
2025-09 | NYIS | The Mount Sinai Hospital | 61416 | 5EAST | Mount Sinai Hospital | Petroleum Liquids | 40.79 | -73.9537 | 0.4
2025-09 | NYIS | The Mount Sinai Hospital | 61416 | AP1 | Mount Sinai Hospital | Petroleum Liquids | 40.79 | -73.9537 | 1
2025-09 | NYIS | The Mount Sinai Hospital | 61416 | AP2 | Mount Sinai Hospital | Petroleum Liquids | 40.79 | -73.9537 | 1
2025-09 | NYIS | The Mount Sinai Hospital | 61416 | AP3 | Mount Sinai Hospital | Petroleum Liquids | 40.79 | -73.9537 | 1
2025-09 | NYIS | The Mount Sinai Hospital | 61416 | AP4 | Mount Sinai Hospital | Petroleum Liquids | 40.79 | -73.9537 | 1
2025-09 | NYIS | The Mount Sinai Hospital | 61416 | AP5 | Mount Sinai Hospital | Petroleum Liquids | 40.79 | -73.9537 | 1.5
2025-09 | NYIS | The Mount Sinai Hospital | 61416 | AP6 | Mount Sinai Hospital | Petroleum Liquids | 40.79 | -73.9537 | 1.5
2025-09 | NYIS | The Mount Sinai Hospital | 61416 | CAM12 | Mount Sinai Hospital | Petroleum Liquids | 40.79 | -73.9537 | 0.4
2025-09 | NYIS | The Mount Sinai Hospital | 61416 | EB10 | Mount Sinai Hospital | Petroleum Liquids | 40.79 | -73.9537 | 1.5
2025-09 | NYIS | The Mount Sinai Hospital | 61416 | EB11 | Mount Sinai Hospital | Petroleum Liquids | 40.79 | -73.9537 | 1.5
2025-09 | NYIS | The Mount Sinai Hospital | 61416 | FPA15 | Mount Sinai Hospital | Petroleum Liquids | 40.79 | -73.9537 | 0.6
2025-09 | NYIS | The Mount Sinai Hospital | 61416 | GP7 | Mount Sinai Hospital | Petroleum Liquids | 40.79 | -73.9537 | 0.9
2025-09 | NYIS | The Mount Sinai Hospital | 61416 | GP8 | Mount Sinai Hospital | Petroleum Liquids | 40.79 | -73.9537 | 0.9
2025-09 | NYIS | The Mount Sinai Hospital | 61416 | HES13 | Mount Sinai Hospital | Petroleum Liquids | 40.79 | -73.9537 | 2.5
2025-09 | NYIS | The Mount Sinai Hospital | 61416 | HES14 | Mount Sinai Hospital | Petroleum Liquids | 40.79 | -73.9537 | 2.5
2025-09 | ERCO | Gopher Creek Wind Farm | 61417 | GCWF | Fluvanna Wind Energy LLC | Onshore Wind Turbine | 32.8751 | -101.209 | 158
2025-09 | CISO | One Ten Partners PV | 61419 | OTP | One Ten Partners, LLC | Solar Photovoltaic | 34.6156 | -117.9366 | 2
2025-09 | CISO | Merced 1 PV | 61420 | MRCD1 | ZGlobal Inc | Solar Photovoltaic | 36.9895 | -120.8781 | 3
2025-09 | CISO | Madera 1 PV | 61421 | MDRA1 | ZGlobal Inc | Solar Photovoltaic | 37.0565 | -120.167 | 1.5
2025-09 | PJM | Southampton Solar, LLC | 61422 | PV1 | Dominion Renewable Energy | Solar Photovoltaic | 36.614 | -77.166 | 100
2025-09 | MISO | Gopher CSG | 61426 | PV1 | SoCore Energy LLC | Solar Photovoltaic | 45.3986 | -92.6792 | 5
2025-09 | MISO | Richmond CSG | 61427 | PV1 | SoCore Energy LLC | Solar Photovoltaic | 45.4586 | -94.5138 | 5
2025-09 | MISO | Taylors Falls CSG | 61428 | PV1 | SoCore Energy LLC | Solar Photovoltaic | 45.3918 | -92.6843 | 5
2025-09 | ISNE | Big George PV CSG | 61429 | 12344 | Altus Power America Management, LLC | Solar Photovoltaic | 41.9023 | -70.7161 | 1
2025-09 | MISO | DG AMP Solar Coldwater | 61435 | AMPCW | DG AMP Solar, LLC | Solar Photovoltaic | 41.9341 | -84.9972 | 1.3
2025-09 | PJM | DG AMP Solar Orrville 3 | 61436 | AMPO3 | DG AMP Solar, LLC | Solar Photovoltaic | 40.8564 | -81.7595 | 2.3
2025-09 | PJM | DG AMP Solar Versailles | 61437 | AMPVS | DG AMP Solar, LLC | Solar Photovoltaic | 40.2207 | -84.4978 | 1.8
2025-09 | PJM | DG AMP Solar Jackson Center | 61438 | AMPJC | DG AMP Solar, LLC | Solar Photovoltaic | 40.445 | -84.0472 | 1.6
2025-09 | CISO | Foundation California Training Facility | 61442 | WTG1 | Foundation CA Fund IX Manager, LLC | Onshore Wind Turbine | 36.464 | -121.382 | 1.8
2025-09 | CISO | Foundation Mann Packing | 61443 | WTG1 | Foundation CA Fund IX Manager, LLC | Onshore Wind Turbine | 36.504 | -121.454 | 1.8
2025-09 | CISO | Foundation SaIinas Valley State Prison | 61444 | WTG1 | Foundation CA Fund IX Manager, LLC | Onshore Wind Turbine | 36.474 | -121.371 | 1.8
2025-09 | CISO | Gaskell West 1 Solar Facility | 61445 | PV1 | Southern Power Co | Solar Photovoltaic | 34.8328 | -118.5636 | 20
2025-09 | CISO | RE Gaskell West 2 LLC | 61446 | PV2 | RE Gaskell West LLC | Solar Photovoltaic | 34.8349 | -118.5512 | 45
2025-09 | CISO | RE Gaskell West 3 LLC | 61447 | PV3 | RE Gaskell West LLC | Solar Photovoltaic | 34.8349 | -118.5512 | 20
2025-09 | CISO | RE Gaskell West 4 LLC | 61448 | PV4 | RE Gaskell West LLC | Solar Photovoltaic | 34.8279 | -118.5682 | 20
2025-09 | CISO | RE Gaskell West 5 LLC | 61449 | PV5 | RE Gaskell West LLC | Solar Photovoltaic | 34.8349 | -118.5512 | 20
2025-09 | SWPP | Farmington Solar Farm | 61450 | FSF1 | Missouri Jnt Muni.Pwr Elec. Ut. Comm. | Solar Photovoltaic | 37.7553 | -90.4277 | 2.5
2025-09 | MISO | Northfield Holdco CSG | 61451 | NORTH | Northfield Holdco LLC | Solar Photovoltaic | 44.4579 | -93.1246 | 5
2025-09 | MISO | Waterford Holdco CSG | 61452 | WATER | Waterford Holdco LLC | Solar Photovoltaic | 44.4755 | -93.1986 | 2.7
2025-09 | MISO | B.R. Corcoran CSG | 61453 | 42278 | Minnesota Solar CSG 19, LLC | Solar Photovoltaic | 45.0695 | -93.6432 | 1
2025-09 | MISO | B.R. Corcoran CSG | 61453 | 42279 | Minnesota Solar CSG 19, LLC | Solar Photovoltaic | 45.0695 | -93.6432 | 1
2025-09 | MISO | B.R. Corcoran CSG | 61453 | 42280 | Minnesota Solar CSG 19, LLC | Solar Photovoltaic | 45.0695 | -93.6432 | 1
2025-09 | MISO | B.R. Corcoran CSG | 61453 | 42281 | Minnesota Solar CSG 19, LLC | Solar Photovoltaic | 45.0695 | -93.6432 | 1
2025-09 | MISO | B.R. Corcoran CSG | 61453 | 42282 | Minnesota Solar CSG 19, LLC | Solar Photovoltaic | 45.0695 | -93.6432 | 1
2025-09 | MISO | B.R. Sartell CSG | 61454 | 42286 | Minnesota Solar CSG 21, LLC | Solar Photovoltaic | 45.665 | -94.2254 | 1
2025-09 | MISO | B.R. Sartell CSG | 61454 | 42287 | Minnesota Solar CSG 21, LLC | Solar Photovoltaic | 45.665 | -94.2254 | 1
2025-09 | MISO | B.R. Sartell CSG | 61454 | 42288 | Minnesota Solar CSG 21, LLC | Solar Photovoltaic | 45.665 | -94.2254 | 1
2025-09 | MISO | B.R. Sauk Rapids CSG | 61455 | 42292 | Minnesota Solar CSG 9, LLC | Solar Photovoltaic | 45.6236 | -94.0782 | 1
2025-09 | MISO | B.R. Sauk Rapids CSG | 61455 | 42294 | Minnesota Solar CSG 9, LLC | Solar Photovoltaic | 45.6236 | -94.0782 | 1
2025-09 | MISO | B.R. Sauk Rapids CSG | 61455 | 42295 | Minnesota Solar CSG 9, LLC | Solar Photovoltaic | 45.6236 | -94.0782 | 1
2025-09 | MISO | B.R. Sauk Rapids CSG | 61455 | 42296 | Minnesota Solar CSG 9, LLC | Solar Photovoltaic | 45.6236 | -94.0782 | 1
2025-09 | MISO | B.R. Sauk Rapids CSG | 61455 | 42297 | Minnesota Solar CSG 9, LLC | Solar Photovoltaic | 45.6236 | -94.0782 | 1
2025-09 | MISO | Montgomery Winsted CSG | 61456 | 41620 | Minnesota Solar CSG 4, LLC | Solar Photovoltaic | 44.9517 | -94.0556 | 1
2025-09 | MISO | Montgomery Winsted CSG | 61456 | 41621 | Minnesota Solar CSG 4, LLC | Solar Photovoltaic | 44.9517 | -94.0556 | 1
2025-09 | MISO | Montgomery Winsted CSG | 61456 | 41622 | Minnesota Solar CSG 4, LLC | Solar Photovoltaic | 44.9517 | -94.0556 | 1
2025-09 | PJM | Palmer Solar Center | 61457 | PALM | Arevon Energy, Inc. | Solar Photovoltaic | 37.9672 | -78.231 | 5
2025-09 | PJM | Martin Solar Center | 61458 | MARTN | Arevon Energy, Inc. | Solar Photovoltaic | 37.8805 | -78.0492 | 5
2025-09 | ISNE | IOS - MEW Phase 1 | 61460 | MEW1 | Madison Energy Holdings LLC | Solar Photovoltaic | 44.804 | -69.838 | 4.1
2025-09 | ISNE | North Smithfield Solar Power 1 | 61461 | NSS01 | Onsite Partners, LLC | Solar Photovoltaic | 41.9759 | -71.586 | 2
2025-09 | CISO | Vandenberg Solar Project | 61463 | VBERG | MN8 Energy LLC | Solar Photovoltaic | 34.7497 | -120.51 | 25.3
2025-09 | CISO | CoreSite Real Estate 2972 Stender, L.P. | 61464 | G-1 | CoreSite Real Estate 2972 Stender, L.P. | Petroleum Liquids | 37.3762 | -121.9707 | 2
2025-09 | CISO | CoreSite Real Estate 2972 Stender, L.P. | 61464 | G-2 | CoreSite Real Estate 2972 Stender, L.P. | Petroleum Liquids | 37.3762 | -121.9707 | 2
2025-09 | CISO | CoreSite Real Estate 2972 Stender, L.P. | 61464 | G-3 | CoreSite Real Estate 2972 Stender, L.P. | Petroleum Liquids | 37.3762 | -121.9707 | 2
2025-09 | CISO | CoreSite Real Estate 2972 Stender, L.P. | 61464 | G-4 | CoreSite Real Estate 2972 Stender, L.P. | Petroleum Liquids | 37.3762 | -121.9707 | 2
2025-09 | CISO | CoreSite Real Estate 2972 Stender, L.P. | 61464 | G-5 | CoreSite Real Estate 2972 Stender, L.P. | Petroleum Liquids | 37.3762 | -121.9707 | 2
2025-09 | CISO | CoreSite Real Estate 2972 Stender, L.P. | 61464 | G-6 | CoreSite Real Estate 2972 Stender, L.P. | Petroleum Liquids | 37.3762 | -121.9707 | 2
2025-09 | PJM | IGS Solar I - BWI2 | 61465 | BWI2 | Madison Energy Holdings LLC | Solar Photovoltaic | 39.267 | -76.548 | 1.4
2025-09 | PJM | IOS - ERW9 | 61466 | EWR9 | Madison Energy Holdings LLC | Solar Photovoltaic | 40.595 | -74.225 | 5.3
2025-09 | SWPP | City of Lexington | 61467 | LXNE1 | Madison Energy Holdings LLC | Solar Photovoltaic | 40.757 | -99.734 | 3.5
2025-09 | NYIS | Lichtenthal | 61469 | LIC01 | AES Distributed Energy | Solar Photovoltaic | 43.0201 | -78.1582 | 2
2025-09 | NYIS | Call Farms 1 | 61470 | CFM11 | AES Distributed Energy | Solar Photovoltaic | 43.0378 | -78.1873 | 2
2025-09 | NYIS | Call Farms 3 | 61471 | CFM31 | AES Distributed Energy | Solar Photovoltaic | 43.023 | -78.1786 | 2
2025-09 | PJM | Hopewell Valley High School Hybrid | 61473 | BA1 | Hopewell Valley High School | Batteries | 40.328 | -74.8049 | 1
2025-09 | PJM | Hopewell Valley High School Hybrid | 61473 | HWVHS | Hopewell Valley High School | Solar Photovoltaic | 40.328 | -74.8049 | 0.9
2025-09 | CISO | CoreSite Real Estate 55 S. Market Street | 61474 | G-1 | CoreSite Real Estate 55 S. Market Street, LLC | Petroleum Liquids | 37.3342 | -121.8916 | 2
2025-09 | CISO | CoreSite Real Estate 55 S. Market Street | 61474 | G-2 | CoreSite Real Estate 55 S. Market Street, LLC | Petroleum Liquids | 37.3342 | -121.8916 | 2
2025-09 | CISO | CoreSite Real Estate 55 S. Market Street | 61474 | G-3 | CoreSite Real Estate 55 S. Market Street, LLC | Petroleum Liquids | 37.3342 | -121.8916 | 2
2025-09 | CISO | CoreSite Real Estate 55 S. Market Street | 61474 | G-4 | CoreSite Real Estate 55 S. Market Street, LLC | Petroleum Liquids | 37.3342 | -121.8916 | 2
2025-09 | CISO | CoreSite Real Estate 1656 McCarthy, L.P. | 61475 | G-1 | CoreSite Real Estate 1656 McCarthy, L.P. | Petroleum Liquids | 37.4057 | -121.9162 | 1
2025-09 | CISO | CoreSite Real Estate 1656 McCarthy, L.P. | 61475 | G-2 | CoreSite Real Estate 1656 McCarthy, L.P. | Petroleum Liquids | 37.4057 | -121.9162 | 1
2025-09 | CISO | CoreSite Real Estate 1656 McCarthy, L.P. | 61475 | G-3 | CoreSite Real Estate 1656 McCarthy, L.P. | Petroleum Liquids | 37.4057 | -121.9162 | 1
2025-09 | CISO | CoreSite Real Estate 1656 McCarthy, L.P. | 61475 | G-4 | CoreSite Real Estate 1656 McCarthy, L.P. | Petroleum Liquids | 37.4057 | -121.9162 | 1
2025-09 | CISO | CoreSite Real Estate 1656 McCarthy, L.P. | 61475 | G-5 | CoreSite Real Estate 1656 McCarthy, L.P. | Petroleum Liquids | 37.4057 | -121.9162 | 1
2025-09 | CISO | CoreSite Real Estate 2901 Coronado, L.P. | 61476 | G-1 | CoreSite Real Estate 2901 Coronado, L.P. | Petroleum Liquids | 37.3751 | -121.9717 | 2
2025-09 | CISO | CoreSite Real Estate 2901 Coronado, L.P. | 61476 | G-2 | CoreSite Real Estate 2901 Coronado, L.P. | Petroleum Liquids | 37.3751 | -121.9717 | 2
2025-09 | CISO | CoreSite Real Estate 2901 Coronado, L.P. | 61476 | G-3 | CoreSite Real Estate 2901 Coronado, L.P. | Petroleum Liquids | 37.3751 | -121.9717 | 2
2025-09 | CISO | CoreSite Real Estate 2901 Coronado, L.P. | 61476 | G-4 | CoreSite Real Estate 2901 Coronado, L.P. | Petroleum Liquids | 37.3751 | -121.9717 | 2
2025-09 | CISO | CoreSite Real Estate 2901 Coronado, L.P. | 61476 | G-5 | CoreSite Real Estate 2901 Coronado, L.P. | Petroleum Liquids | 37.3751 | -121.9717 | 2
2025-09 | MISO | SunE Feely 1 CSG, LLC | 61478 | FELY1 | Ecoplexus, Inc | Solar Photovoltaic | 44.6552 | -93.1104 | 1
2025-09 | MISO | SunE Feely 1 CSG, LLC | 61478 | FELY2 | Ecoplexus, Inc | Solar Photovoltaic | 44.6552 | -93.1104 | 1
2025-09 | MISO | SunE Feely 1 CSG, LLC | 61478 | FELY3 | Ecoplexus, Inc | Solar Photovoltaic | 44.6552 | -93.1104 | 1
2025-09 | MISO | SunE Feely 1 CSG, LLC | 61478 | FELY4 | Ecoplexus, Inc | Solar Photovoltaic | 44.6552 | -93.1104 | 1
2025-09 | MISO | SunE Feely 1 CSG, LLC | 61478 | FELY5 | Ecoplexus, Inc | Solar Photovoltaic | 44.6552 | -93.1104 | 1
2025-09 | CISO | CoreSite Real Estate 3032 Coronado, L.P. | 61482 | G-1 | CoreSite Real Estate 3032 Coronado, L.P. | Petroleum Liquids | 37.3762 | -121.9731 | 3
2025-09 | CISO | CoreSite Real Estate 3032 Coronado, L.P. | 61482 | G-10 | CoreSite Real Estate 3032 Coronado, L.P. | Petroleum Liquids | 37.3762 | -121.9731 | 3
2025-09 | CISO | CoreSite Real Estate 3032 Coronado, L.P. | 61482 | G-11 | CoreSite Real Estate 3032 Coronado, L.P. | Petroleum Liquids | 37.3762 | -121.9731 | 3
2025-09 | CISO | CoreSite Real Estate 3032 Coronado, L.P. | 61482 | G-12 | CoreSite Real Estate 3032 Coronado, L.P. | Petroleum Liquids | 37.3762 | -121.9731 | 3
2025-09 | CISO | CoreSite Real Estate 3032 Coronado, L.P. | 61482 | G-2 | CoreSite Real Estate 3032 Coronado, L.P. | Petroleum Liquids | 37.3762 | -121.9731 | 3
2025-09 | CISO | CoreSite Real Estate 3032 Coronado, L.P. | 61482 | G-3 | CoreSite Real Estate 3032 Coronado, L.P. | Petroleum Liquids | 37.3762 | -121.9731 | 3
2025-09 | CISO | CoreSite Real Estate 3032 Coronado, L.P. | 61482 | G-4 | CoreSite Real Estate 3032 Coronado, L.P. | Petroleum Liquids | 37.3762 | -121.9731 | 3
2025-09 | CISO | CoreSite Real Estate 3032 Coronado, L.P. | 61482 | G-5 | CoreSite Real Estate 3032 Coronado, L.P. | Petroleum Liquids | 37.3762 | -121.9731 | 3
2025-09 | CISO | CoreSite Real Estate 3032 Coronado, L.P. | 61482 | G-6 | CoreSite Real Estate 3032 Coronado, L.P. | Petroleum Liquids | 37.3762 | -121.9731 | 3
2025-09 | CISO | CoreSite Real Estate 3032 Coronado, L.P. | 61482 | G-7 | CoreSite Real Estate 3032 Coronado, L.P. | Petroleum Liquids | 37.3762 | -121.9731 | 3
2025-09 | CISO | CoreSite Real Estate 3032 Coronado, L.P. | 61482 | G-8 | CoreSite Real Estate 3032 Coronado, L.P. | Petroleum Liquids | 37.3762 | -121.9731 | 3
2025-09 | CISO | CoreSite Real Estate 3032 Coronado, L.P. | 61482 | G-9 | CoreSite Real Estate 3032 Coronado, L.P. | Petroleum Liquids | 37.3762 | -121.9731 | 3
2025-09 | CISO | CoreSite Real Estate 3032 Coronado, L.P. | 61482 | S-13 | CoreSite Real Estate 3032 Coronado, L.P. | Petroleum Liquids | 37.3762 | -121.9731 | 3
2025-09 | MISO | Cottage Grove CSG, LLC | 61483 | CTGR1 | Ecoplexus, Inc | Solar Photovoltaic | 44.8421 | -92.8737 | 1
2025-09 | MISO | Cottage Grove CSG, LLC | 61483 | CTGR2 | Ecoplexus, Inc | Solar Photovoltaic | 44.8421 | -92.8737 | 1
2025-09 | MISO | Cottage Grove CSG, LLC | 61483 | CTGR3 | Ecoplexus, Inc | Solar Photovoltaic | 44.8421 | -92.8737 | 1
2025-09 | MISO | Cottage Grove CSG, LLC | 61483 | CTGR4 | Ecoplexus, Inc | Solar Photovoltaic | 44.8421 | -92.8737 | 1
2025-09 | MISO | Cottage Grove CSG, LLC | 61483 | CTGR5 | Ecoplexus, Inc | Solar Photovoltaic | 44.8421 | -92.8737 | 1
2025-09 | MISO | Fox CSG, LLC | 61484 | FOX1 | Ecoplexus, Inc | Solar Photovoltaic | 45.3926 | -92.6813 | 1
2025-09 | MISO | Fox CSG, LLC | 61484 | FOX2 | Ecoplexus, Inc | Solar Photovoltaic | 45.3926 | -92.6813 | 1
2025-09 | MISO | Fox CSG, LLC | 61484 | FOX3 | Ecoplexus, Inc | Solar Photovoltaic | 45.3926 | -92.6813 | 1
2025-09 | MISO | Fox CSG, LLC | 61484 | FOX4 | Ecoplexus, Inc | Solar Photovoltaic | 45.3926 | -92.6813 | 1
2025-09 | MISO | Fox CSG, LLC | 61484 | FOX5 | Ecoplexus, Inc | Solar Photovoltaic | 45.3926 | -92.6813 | 1
2025-09 | MISO | SunE Stolee CSG, LLC | 61485 | STOL1 | Ecoplexus, Inc | Solar Photovoltaic | 44.1739 | -93.3505 | 1
2025-09 | MISO | SunE Stolee CSG, LLC | 61485 | STOL2 | Ecoplexus, Inc | Solar Photovoltaic | 44.1739 | -93.3505 | 1
2025-09 | MISO | SunE Stolee CSG, LLC | 61485 | STOL3 | Ecoplexus, Inc | Solar Photovoltaic | 44.1739 | -93.3505 | 1
2025-09 | MISO | Wyoming 2 CSG, LLC | 61486 | WY01 | Ecoplexus, Inc | Solar Photovoltaic | 45.35 | -92.95 | 1
2025-09 | MISO | Wyoming 2 CSG, LLC | 61486 | WY02 | Ecoplexus, Inc | Solar Photovoltaic | 45.35 | -92.95 | 1
2025-09 | MISO | Wyoming 2 CSG, LLC | 61486 | WY03 | Ecoplexus, Inc | Solar Photovoltaic | 45.35 | -92.95 | 1
2025-09 | MISO | Wyoming 2 CSG, LLC | 61486 | WY04 | Ecoplexus, Inc | Solar Photovoltaic | 45.35 | -92.95 | 1
2025-09 | MISO | Wyoming 2 CSG, LLC | 61486 | WY05 | Ecoplexus, Inc | Solar Photovoltaic | 45.35 | -92.95 | 1
2025-09 | NYIS | SL Babylon | 61487 | SLBAB | SL Babylon, LLC | Solar Photovoltaic | 40.7308 | -73.3758 | 9
2025-09 | NYIS | NYU LANGONE HEALTH | 61488 | ENB1 | NYU LANGONE HEALTH | Petroleum Liquids | 40.7468 | -73.9722 | 2.7
2025-09 | NYIS | NYU LANGONE HEALTH | 61488 | ENB2 | NYU LANGONE HEALTH | Petroleum Liquids | 40.7468 | -73.9722 | 2.7
2025-09 | NYIS | NYU LANGONE HEALTH | 61488 | ENB3 | NYU LANGONE HEALTH | Petroleum Liquids | 40.7468 | -73.9722 | 2.5
2025-09 | NYIS | NYU LANGONE HEALTH | 61488 | GT | NYU LANGONE HEALTH | Natural Gas Fired Combustion Turbine | 40.7468 | -73.9722 | 7.5
2025-09 | NYIS | NYU LANGONE HEALTH | 61488 | HCC1 | NYU LANGONE HEALTH | Petroleum Liquids | 40.7468 | -73.9722 | 1
2025-09 | NYIS | NYU LANGONE HEALTH | 61488 | KML1 | NYU LANGONE HEALTH | Petroleum Liquids | 40.7468 | -73.9722 | 2.5
2025-09 | NYIS | NYU LANGONE HEALTH | 61488 | KML2 | NYU LANGONE HEALTH | Petroleum Liquids | 40.7468 | -73.9722 | 2.5
2025-09 | NYIS | NYU LANGONE HEALTH | 61488 | KML3 | NYU LANGONE HEALTH | Petroleum Liquids | 40.7468 | -73.9722 | 2.5
2025-09 | NYIS | NYU LANGONE HEALTH | 61488 | SCI1 | NYU LANGONE HEALTH | Petroleum Liquids | 40.7468 | -73.9722 | 3
2025-09 | NYIS | NYU LANGONE HEALTH | 61488 | SCI2 | NYU LANGONE HEALTH | Petroleum Liquids | 40.7468 | -73.9722 | 3
2025-09 | NYIS | NYU LANGONE HEALTH | 61488 | SKB1 | NYU LANGONE HEALTH | Petroleum Liquids | 40.7468 | -73.9722 | 1.3
2025-09 | NYIS | NYU LANGONE HEALTH | 61488 | SMB1 | NYU LANGONE HEALTH | Petroleum Liquids | 40.7468 | -73.9722 | 1.4
2025-09 | NYIS | NYU LANGONE HEALTH | 61488 | SMB2 | NYU LANGONE HEALTH | Petroleum Liquids | 40.7468 | -73.9722 | 1.4
2025-09 | ERCO | E-Volve Energy Holdings LLC | 61493 | SEALY | E-Volve Energy Holdings LLC | Solar Photovoltaic | 29.7408 | -96.1599 | 1.2
2025-09 | MISO | Wright Cuddyer CSG | 61494 | 41327 | Minnesota Solar CSG 1, LLC | Solar Photovoltaic | 45.1831 | -93.7341 | 1
2025-09 | MISO | Wright Cuddyer CSG | 61494 | 41328 | Minnesota Solar CSG 1, LLC | Solar Photovoltaic | 45.1831 | -93.7341 | 1
2025-09 | MISO | Wright Cuddyer CSG | 61494 | 41329 | Minnesota Solar CSG 1, LLC | Solar Photovoltaic | 45.1831 | -93.7341 | 1
2025-09 | MISO | Wright Cuddyer CSG | 61494 | 41330 | Minnesota Solar CSG 1, LLC | Solar Photovoltaic | 45.1831 | -93.7341 | 1
2025-09 | MISO | Carver Gladden CSG | 61495 | 42254 | Minnesota Solar CSG 8, LLC | Solar Photovoltaic | 44.8071 | -93.8717 | 1
2025-09 | MISO | Carver Gladden CSG | 61495 | 42255 | Minnesota Solar CSG 8, LLC | Solar Photovoltaic | 44.8071 | -93.8717 | 1
2025-09 | MISO | Carver Gladden CSG | 61495 | 42256 | Minnesota Solar CSG 8, LLC | Solar Photovoltaic | 44.8071 | -93.8717 | 1
2025-09 | ISNE | CED Foster | 61499 | FORI | RWE Clean Energy | Solar Photovoltaic | 41.795 | -71.787 | 2
2025-09 | MISO | Porter Way Community Solar Garden | 61500 | PV1 | Onsite Partners, LLC | Solar Photovoltaic | 44.851 | -93.7784 | 3
2025-09 | CISO | ABEC #2 dba West-Star Dairy | 61501 | GEN1 | ABEC #2 LLC | Other Waste Biomass | 35.4721 | -119.4329 | 1
2025-09 | CISO | ABEC #3 dba Lakeview Dairy | 61502 | GEN1 | ABEC #3 LLC | Other Waste Biomass | 35.2143 | -119.203 | 1
2025-09 | CISO | ABEC #4 dba CE&S Dairy | 61503 | GEN1 | ABEC #4 LLC | Other Waste Biomass | 35.1731 | -119.1164 | 1
2025-09 | MISO | RJC I CSG | 61504 | RCJ1 | RJC I CSG LLC | Solar Photovoltaic | 44.1251 | -93.2791 | 1
2025-09 | MISO | Huneke I CSG | 61505 | HUNE1 | Huneke I CSG LLC | Solar Photovoltaic | 44.7268 | -92.6694 | 1
2025-09 | MISO | Krause CSG | 61506 | KRAUS | Standard Solar | Solar Photovoltaic | 44.7956 | -95.2097 | 1
2025-09 | PJM | DG New Jersey Solar RLS Logistics | 61507 | RLSNJ | DG New Jersey Solar, LLC | Solar Photovoltaic | 39.5752 | -75.0141 | 4
2025-09 | NYIS | Monroe County Sites A & B | 61509 | MONA | AES Distributed Energy | Solar Photovoltaic | 43.1741 | -77.3922 | 1.7
2025-09 | NYIS | Monroe County Sites A & B | 61509 | MONB | AES Distributed Energy | Solar Photovoltaic | 43.1741 | -77.3922 | 1.7
2025-09 | NYIS | Monroe County Sites C, D, & E | 61510 | MONC | AES Distributed Energy | Solar Photovoltaic | 43.3188 | -77.7402 | 2
2025-09 | NYIS | Monroe County Sites C, D, & E | 61510 | MOND | AES Distributed Energy | Solar Photovoltaic | 43.3188 | -77.7402 | 2
2025-09 | NYIS | Monroe County Sites C, D, & E | 61510 | MONE | AES Distributed Energy | Solar Photovoltaic | 43.3188 | -77.7402 | 2
2025-09 | ERCO | Marlin Solar | 61513 | GEN1 | Cypress Creek Renewables | Solar Photovoltaic | 31.2867 | -96.8772 | 5.3
2025-09 | ERCO | North Gainesville Solar | 61514 | GEN1 | Cypress Creek Renewables | Solar Photovoltaic | 33.6561 | -97.1486 | 5.2
2025-09 | PJM | DG Camden LLC Holtec | 61515 | HOLTC | DG Camden, LLC | Solar Photovoltaic | 39.911 | -75.1186 | 2.2
2025-09 | MISO | School Sisters CSG | 61516 | SCHOO | School Sisters CSG LLC | Solar Photovoltaic | 44.179 | -93.9689 | 1
2025-09 | ISNE | 301 Chestnut Solar NG | 61518 | 3010 | NuGen Capital Management | Solar Photovoltaic | 42.0552 | -72.5218 | 2
2025-09 | PJM | Baker Point | 61519 | GEN1 | Cypress Creek Renewables | Solar Photovoltaic | 39.5703 | -77.3634 | 9
2025-09 | ERCO | Whitewright Solar | 61524 | GEN1 | Cypress Creek Renewables | Solar Photovoltaic | 33.4982 | -96.3789 | 10
2025-09 | ISNE | Antanavica Solar | 61526 | GEN1 | Cypress Creek Renewables | Solar Photovoltaic | 42.2508 | -71.9489 | 1
2025-09 | ERCO | Leon Solar | 61532 | GEN1 | Cypress Creek Renewables | Solar Photovoltaic | 33.1611 | -96.2397 | 10
2025-09 | ISNE | Weston Landfill Solar | 61537 | WESTO | Ameresco, Inc - Weston | Solar Photovoltaic | 42.3746 | -71.2825 | 1.8
2025-09 | ISNE | Braintree Landfill Solar | 61538 | BRAIN | Ameresco, Inc - Braintree | Solar Photovoltaic | 42.2073 | -70.9978 | 1
2025-09 | ISNE | GELD Solar Farm | 61539 | GELD | Ameresco, Inc - GELD | Solar Photovoltaic | 42.2623 | -71.5 | 2.3
2025-09 | SWPP | Fort Hays State University Wind Farm | 61540 | WIND1 | Fort Hays State University | Onshore Wind Turbine | 38.8743 | -99.4052 | 2
2025-09 | SWPP | Fort Hays State University Wind Farm | 61540 | WIND2 | Fort Hays State University | Onshore Wind Turbine | 38.8743 | -99.4052 | 2
2025-09 | ISNE | Town of Rocky Hill PV CSG | 61541 | PV1 | Tesla Inc. | Solar Photovoltaic | 41.6432 | -72.633 | 1
2025-09 | ISNE | Town of Rocky Hill PV CSG | 61541 | PV2 | Tesla Inc. | Solar Photovoltaic | 41.6432 | -72.633 | 1
2025-09 | ISNE | Town of Rocky Hill PV CSG | 61541 | PV3 | Tesla Inc. | Solar Photovoltaic | 41.6432 | -72.633 | 1
2025-09 | MISO | PopeSun CSG, LLC | 61542 | GEN1 | Cypress Creek Renewables | Solar Photovoltaic | 45.6434 | -95.5262 | 5
2025-09 | MISO | CF Novel Solar CSG Gardens Five, LLC | 61543 | GEN1 | Cypress Creek Renewables | Solar Photovoltaic | 44.0938 | -93.4017 | 3.4
2025-09 | MISO | LeSun CSG, LLC | 61544 | GEN1 | Cypress Creek Renewables | Solar Photovoltaic | 44.2134 | -93.5524 | 5
2025-09 | MISO | CGSun, LLC Community Solar | 61545 | GEN1 | Cypress Creek Renewables | Solar Photovoltaic | 44.8479 | -92.875 | 4
2025-09 | MISO | WrightSun CSG, LLC | 61547 | GEN1 | Cypress Creek Renewables | Solar Photovoltaic | 45.2164 | -93.7184 | 5
2025-09 | MISO | CF Novel Solar CSG Gardens Seven, LLC | 61548 | GEN1 | Cypress Creek Renewables | Solar Photovoltaic | 45.4308 | -94.0219 | 3.3
2025-09 | ISNE | DG Haverhill CSG | 61550 | HAVER | DG Haverhill LLC | Solar Photovoltaic | 42.817 | -71.1168 | 3
2025-09 | NYIS | Good Samaritan Hospital | 61551 | EGEN1 | Good Samaritan Hospital | Petroleum Liquids | 41.1115 | -74.1354 | 1
2025-09 | NYIS | Good Samaritan Hospital | 61551 | EGEN2 | Good Samaritan Hospital | Petroleum Liquids | 41.1115 | -74.1354 | 0.7
2025-09 | NYIS | Good Samaritan Hospital | 61551 | EGEN3 | Good Samaritan Hospital | Natural Gas Internal Combustion Engine | 41.1115 | -74.1354 | 0.2
2025-09 | PJM | Fort Detrick Solar PV | 61552 | FDSBS | Montevue Lane Solar, LLC | Batteries | 39.44 | -77.45 | 6
2025-09 | PJM | Fort Detrick Solar PV | 61552 | FDSPV | Montevue Lane Solar, LLC | Solar Photovoltaic | 39.44 | -77.45 | 15.7
2025-09 | ISNE | DG Crystal Spring CSG | 61555 | SPRIN | DG Crystal Spring LLC | Solar Photovoltaic | 41.6798 | -70.4953 | 4.2
2025-09 | ISNE | Falmouth Landfill Solar | 61562 | FAL1 | Citizens Enterprises Corporation | Solar Photovoltaic | 41.6101 | -70.5986 | 3
2025-09 | MISO | Upland Prairie | 61564 | 1 | Interstate Power and Light Co | Onshore Wind Turbine | 43.2074 | -95.3494 | 299.3
2025-09 | MISO | English Farms | 61565 | 1 | Interstate Power and Light Co | Onshore Wind Turbine | 41.57 | -92.4072 | 171.5
2025-09 | SWPP | El Dorado Springs Solar Farm | 61566 | EDSF1 | Missouri Jnt Muni.Pwr Elec. Ut. Comm. | Solar Photovoltaic | 37.8587 | -94.0026 | 2.5
2025-09 | NYIS | Woodhull Hospital | 61567 | EGEN1 | Woodhull Hospital | Petroleum Liquids | 40.7048 | -73.9419 | 1.5
2025-09 | NYIS | Woodhull Hospital | 61567 | EGEN2 | Woodhull Hospital | Petroleum Liquids | 40.7048 | -73.9419 | 1.5
2025-09 | NYIS | Woodhull Hospital | 61567 | EGEN3 | Woodhull Hospital | Petroleum Liquids | 40.7048 | -73.9419 | 2
2025-09 | NYIS | Woodhull Hospital | 61567 | EGEN4 | Woodhull Hospital | Petroleum Liquids | 40.7048 | -73.9419 | 2
2025-09 | NYIS | Woodhull Hospital | 61567 | EGEN5 | Woodhull Hospital | Petroleum Liquids | 40.7048 | -73.9419 | 1
2025-09 | NYIS | The Allen Hospital | 61568 | EGEN1 | The Allen Hospital | Petroleum Liquids | 40.8733 | -73.913 | 1
2025-09 | NYIS | Mount Sinai Beth Israel | 61569 | EGEN1 | Mount Sinai Beth Israel | Petroleum Liquids | 40.7327 | -73.9816 | 0.2
2025-09 | NYIS | Mount Sinai Beth Israel | 61569 | EGEN4 | Mount Sinai Beth Israel | Petroleum Liquids | 40.7327 | -73.9816 | 0.8
2025-09 | NYIS | Mount Sinai Beth Israel | 61569 | EGEN5 | Mount Sinai Beth Israel | Petroleum Liquids | 40.7327 | -73.9816 | 0.3
2025-09 | NYIS | Mount Sinai Beth Israel | 61569 | EGEN7 | Mount Sinai Beth Israel | Petroleum Liquids | 40.7327 | -73.9816 | 0.5
2025-09 | NYIS | Mount Sinai Beth Israel | 61569 | EGEN8 | Mount Sinai Beth Israel | Petroleum Liquids | 40.7327 | -73.9816 | 0.3
2025-09 | NYIS | Mount Sinai Beth Israel | 61569 | EGEN9 | Mount Sinai Beth Israel | Petroleum Liquids | 40.7327 | -73.9816 | 0.2
2025-09 | NYIS | Mount Sinai Beth Israel | 61569 | GEN10 | Mount Sinai Beth Israel | Petroleum Liquids | 40.7327 | -73.9816 | 1
2025-09 | MISO | Veseli Community Solar Garden | 61570 | 40921 | Veseli Solar I LLC | Solar Photovoltaic | 44.5268 | -93.3665 | 1
2025-09 | MISO | New Germany Community Solar Garden | 61571 | 39062 | New Germany Solar I LLC | Solar Photovoltaic | 44.9054 | -94.0008 | 1
2025-09 | MISO | Lake Waconia Community Solar Garden | 61572 | 38610 | Lake Waconia Solar LLC | Solar Photovoltaic | 44.875 | -93.815 | 1
2025-09 | MISO | Lake Waconia IV Community Solar Garden | 61573 | 40926 | Lake Waconia Solar IV LLC | Solar Photovoltaic | 44.875 | -93.815 | 1
2025-09 | MISO | Zumbro Community Solar Garden | 61574 | 38674 | Zumbro Solar LLC | Solar Photovoltaic | 44.3195 | -92.6703 | 1
2025-09 | NYIS | Anheuser-Busch Baldwinsville | 61575 | BAL01 | AES Distributed Energy | Solar Photovoltaic | 43.1515 | -76.4148 | 2
2025-09 | NYIS | Columbia University - Johnson Farms | 61576 | JF01 | AES Distributed Energy | Solar Photovoltaic | 41.3791 | -74.2638 | 2
2025-09 | NYIS | Time Warner Cable Enterprises - Martino | 61577 | MRT01 | AES Distributed Energy | Solar Photovoltaic | 43.1837 | -75.4305 | 2
2025-09 | NYIS | Columbia University - Minisink | 61578 | MIN01 | AES Distributed Energy | Solar Photovoltaic | 41.2937 | -74.5545 | 2
2025-09 | NYIS | St. Lawrence University - Sutton | 61579 | SUT01 | AES Distributed Energy | Solar Photovoltaic | 43.9324 | -75.8723 | 2
2025-09 | PJM | Davis Lane Solar, LLC | 61581 | DAVIS | Heelstone Energy Holdings, LLC | Solar Photovoltaic | 36.1073 | -76.5292 | 5
2025-09 | CISO | Voyager Wind II | 61582 | VYGR2 | Terra-Gen Operating Co-Wind | Onshore Wind Turbine | 35.0734 | -118.2686 | 128.7
2025-09 | CISO | Voyager Wind III | 61583 | VYGR3 | Terra-Gen Operating Co-Wind | Onshore Wind Turbine | 35.0608 | -118.2647 | 43.2
2025-09 | CISO | Voyager Wind IV | 61584 | VYGR4 | Terra-Gen Operating Co-Wind | Onshore Wind Turbine | 35.0779 | -118.2497 | 21.6
2025-09 | MISO | Scandia CSG | 61585 | 40802 | Madison Energy Investments LLC | Solar Photovoltaic | 45.2528 | -92.8766 | 1
2025-09 | MISO | Scandia CSG | 61585 | 40803 | Madison Energy Investments LLC | Solar Photovoltaic | 45.2528 | -92.8766 | 1
2025-09 | MISO | Scandia CSG | 61585 | 40804 | Madison Energy Investments LLC | Solar Photovoltaic | 45.2528 | -92.8766 | 1
2025-09 | MISO | Scandia CSG | 61585 | 40805 | Madison Energy Investments LLC | Solar Photovoltaic | 45.2528 | -92.8766 | 1
2025-09 | MISO | Scandia CSG | 61585 | 40806 | Madison Energy Investments LLC | Solar Photovoltaic | 45.2528 | -92.8766 | 1
2025-09 | MISO | MontSun Community Solar | 61586 | 1 | Generate Capital | Solar Photovoltaic | 45.0603 | -93.9047 | 5
2025-09 | MISO | WaveSun Community Solar | 61587 | 1 | Generate Capital | Solar Photovoltaic | 45.0608 | -93.9802 | 5
2025-09 | SWPP | Independence II Solar Farm | 61588 | 1 | MC Power Companies Inc | Solar Photovoltaic | 39.04 | -94.27 | 4.1
2025-09 | SWPP | Independence II Solar Farm | 61588 | 2 | MC Power Companies Inc | Solar Photovoltaic | 39.04 | -94.27 | 4.4
2025-09 | SWPP | UL Advanced Wind Turbine Test Facility | 61589 | MT-1 | West Texas A&M University | Onshore Wind Turbine | 34.966 | -101.7841 | 0.1
2025-09 | SWPP | UL Advanced Wind Turbine Test Facility | 61589 | UT-1 | West Texas A&M University | Onshore Wind Turbine | 34.966 | -101.7841 | 3.4
2025-09 | ISNE | DG Foxborough Elm CSG | 61590 | FOXEL | DG Foxborough Elm LLC | Solar Photovoltaic | 42.0561 | -71.1413 | 2
2025-09 | ISNE | Town of Foxborough - Landfill (SREC II) | 61591 | FOXLA | Town of Foxborough - Landfill (SREC II) | Solar Photovoltaic | 42.0597 | -71.1354 | 1.2
2025-09 | MISO | Flambeau Solar Partners | 61595 | FLAMB | Flambeau Solar Partners, LLC | Solar Photovoltaic | 45.7368 | -90.471 | 2.5
2025-09 | ISNE | Citizens Agawam Landfill Solar | 61596 | PV1 | Citizens Enterprises Corporation | Solar Photovoltaic | 42.093 | -72.5972 | 1.8
2025-09 | ISNE | Norton Landfill Solar | 61597 | PV1 | Citizens Enterprises Corporation | Solar Photovoltaic | 41.9596 | -71.1505 | 1.5
2025-09 | ISNE | Tyngsborough Solar | 61598 | PV1 | Citizens Enterprises Corporation | Solar Photovoltaic | 42.6697 | -71.4465 | 2.6
2025-09 | PJM | New Road Solar, LLC | 61599 | NEWRD | NJR Clean Energy Ventures Corporation | Solar Photovoltaic | 40.4032 | -74.5678 | 10
2025-09 | PJM | Old Bridge Solar Farm | 61600 | OLDBR | NJR Clean Energy Ventures Corporation | Solar Photovoltaic | 40.4444 | -74.2434 | 8.8
2025-09 | PJM | Raritan Solar - 53 Highway | 61601 | RARIT | NJR Clean Energy Ventures Corporation | Solar Photovoltaic | 40.4539 | -74.863 | 8.4
2025-09 | ISNE | CED Chicopee Solar | 61602 | CSMA | RWE Clean Energy | Solar Photovoltaic | 42.2039 | -72.551 | 3
2025-09 | ISNE | UMASS | 61603 | UMASS | RWE Clean Energy | Solar Photovoltaic | 42.3913 | -72.5325 | 4
2025-09 | NYIS | Camden CSD Solar Array | 61604 | 1 | Onsite Partners, LLC | Solar Photovoltaic | 43.3123 | -75.6953 | 1.8
2025-09 | CISO | Stenner Creek Solar | 61607 | CPOLY | Stenner Creek Solar LLC | Solar Photovoltaic | 35.32 | -120.691 | 4.5
2025-09 | PJM | Montgomery County Solar | 61608 | 1 | Montgomery County Solar | Solar Photovoltaic | 39.113 | -77.236 | 1.9
2025-09 | MISO | Heartland Divide Wind Project, LLC | 61609 | 1 | Heartland Divide Wind Project, LLC | Onshore Wind Turbine | 41.7114 | -94.802 | 103.5
2025-09 | ISNE | WED Kingstown Solar I, LLC - West | 61612 | KTNEA | CleanCapital Holdings | Solar Photovoltaic | 41.4918 | -71.6246 | 1.5
2025-09 | ISNE | WED Stilson Solar | 61613 | STILS | CleanCapital Holdings | Solar Photovoltaic | 41.5188 | -71.6865 | 2
2025-09 | SWPP | Cyril | 61614 | 1 | Western Farmers Elec Coop, Inc | Solar Photovoltaic | 34.8981 | -98.2279 | 5
2025-09 | SWPP | Hinton | 61615 | 1 | Western Farmers Elec Coop, Inc | Solar Photovoltaic | 35.4947 | -98.3857 | 3
2025-09 | SWPP | Marietta | 61616 | 1 | Western Farmers Elec Coop, Inc | Solar Photovoltaic | 33.9432 | -97.1086 | 3
2025-09 | SWPP | Pine Ridge | 61617 | 1 | Western Farmers Elec Coop, Inc | Solar Photovoltaic | 35.0134 | -98.4447 | 3
2025-09 | SWPP | Tuttle | 61618 | 1 | Western Farmers Elec Coop, Inc | Solar Photovoltaic | 35.2666 | -97.8465 | 4
2025-09 | CISO | CDCR (CA) - Solano State Prison | 61619 | SOLSP | SunE Solano SP Owner, LLC | Solar Photovoltaic | 38.3227 | -121.9706 | 1.1
2025-09 | CISO | CDCR (CA) - Corcoran State Prison | 61620 | CORSP | SunE Corcoran SP Owner, LLC | Solar Photovoltaic | 36.065 | -119.5576 | 5
2025-09 | CISO | CDCR (CA) - Wasco State Prison | 61621 | WASCO | SunE Wasco SP Owner, LLC | Solar Photovoltaic | 35.6005 | -119.4037 | 1.5
2025-09 | ISNE | WED Kingstown Solar I - East Array | 61622 | KTNWA | CleanCapital Holdings | Solar Photovoltaic | 41.4923 | -71.6191 | 3
2025-09 | ERCO | West Moore Solar II | 61625 | GEN1 | Cypress Creek Renewables | Solar Photovoltaic | 33.6175 | -96.6284 | 5
2025-09 | MISO | Dundas Solar Holdings LLC CSG | 61626 | DU | Altus Power America Management, LLC | Solar Photovoltaic | 44.4396 | -93.1973 | 5
2025-09 | MISO | Waterville CSG Solar Holdings LLC | 61627 | WA | Altus Power America Management, LLC | Solar Photovoltaic | 44.1971 | -93.5712 | 5
2025-09 | CISO | Kilroy Solar | 61628 | KILRO | Nautilus Solar Solutions | Solar Photovoltaic | 32.9361 | -117.2342 | 1.1
2025-09 | ISNE | West Brookfield Solar - Gilbertsville Rd | 61629 | WB | Nautilus Solar Solutions | Solar Photovoltaic | 42.2725 | -72.2103 | 4
2025-09 | PJM | William G Mennen Sports Solar | 61630 | MENN | Sunlight General Morris Solar LLC | Solar Photovoltaic | 40.8149 | -74.4759 | 1.3
2025-09 | ISNE | DG Tufts Science LLC CSG | 61633 | SCIEN | DG Tufts Science, LLC | Solar Photovoltaic | 42.2376 | -71.6861 | 1
2025-09 | ISNE | DG Dighton LLC CSG | 61634 | DIGHT | DG Dighton, LLC | Solar Photovoltaic | 41.8015 | -71.1448 | 3.1
2025-09 | ISNE | DG Tufts Knoll LLC CSG | 61635 | KNOLL | DG Tufts Knoll, LLC | Solar Photovoltaic | 42.2433 | -71.6723 | 2
2025-09 | ISNE | DG Webster LLC CSG | 61636 | WEBST | DG Webster, LLC | Solar Photovoltaic | 42.4139 | -71.5136 | 1.3
2025-09 | PJM | Denison Solar Array | 61637 | PV1 | Onsite Partners, LLC | Solar Photovoltaic | 40.0733 | -82.518 | 1.9
2025-09 | MISO | Turtle Creek Wind Farm LLC | 61638 | TC1 | Turtle Creek Wind Farm LLC | Onshore Wind Turbine | 43.4296 | -92.8395 | 199.2
2025-09 | ISNE | Texon Hydroelectric Project | 61640 | 1 | Hitchcock Hydro, LLC | Conventional Hydroelectric | 42.2214 | -72.8596 | 1.5
2025-09 | NYIS | Seneca Falls Hydroelectric Project | 61641 | 23 | C-S Canal Hydro, LLC | Conventional Hydroelectric | 42.9153 | -76.7867 | 1.7
2025-09 | NYIS | Seneca Falls Hydroelectric Project | 61641 | 24 | C-S Canal Hydro, LLC | Conventional Hydroelectric | 42.9153 | -76.7867 | 1.7
2025-09 | NYIS | Seneca Falls Hydroelectric Project | 61641 | 25 | C-S Canal Hydro, LLC | Conventional Hydroelectric | 42.9153 | -76.7867 | 1.7
2025-09 | NYIS | Waterloo Hydroelectric Project | 61642 | 10 | C-S Canal Hydro, LLC | Conventional Hydroelectric | 42.9019 | -76.8623 | 0.5
2025-09 | NYIS | Waterloo Hydroelectric Project | 61642 | 11 | C-S Canal Hydro, LLC | Conventional Hydroelectric | 42.9019 | -76.8623 | 0.5
2025-09 | NYIS | Waterloo Hydroelectric Project | 61642 | 12 | C-S Canal Hydro, LLC | Conventional Hydroelectric | 42.9019 | -76.8623 | 0.5
2025-09 | ERCO | Denton Energy Center | 61643 | DEC1 | City of Denton - (TX) | Natural Gas Internal Combustion Engine | 33.2149 | -97.2097 | 18.8
2025-09 | ERCO | Denton Energy Center | 61643 | DEC10 | City of Denton - (TX) | Natural Gas Internal Combustion Engine | 33.2149 | -97.2097 | 18.8
2025-09 | ERCO | Denton Energy Center | 61643 | DEC11 | City of Denton - (TX) | Natural Gas Internal Combustion Engine | 33.2149 | -97.2097 | 18.8
2025-09 | ERCO | Denton Energy Center | 61643 | DEC12 | City of Denton - (TX) | Natural Gas Internal Combustion Engine | 33.2149 | -97.2097 | 18.8
2025-09 | ERCO | Denton Energy Center | 61643 | DEC2 | City of Denton - (TX) | Natural Gas Internal Combustion Engine | 33.2149 | -97.2097 | 18.8
2025-09 | ERCO | Denton Energy Center | 61643 | DEC3 | City of Denton - (TX) | Natural Gas Internal Combustion Engine | 33.2149 | -97.2097 | 18.8
2025-09 | ERCO | Denton Energy Center | 61643 | DEC4 | City of Denton - (TX) | Natural Gas Internal Combustion Engine | 33.2149 | -97.2097 | 18.8
2025-09 | ERCO | Denton Energy Center | 61643 | DEC5 | City of Denton - (TX) | Natural Gas Internal Combustion Engine | 33.2149 | -97.2097 | 18.8
2025-09 | ERCO | Denton Energy Center | 61643 | DEC6 | City of Denton - (TX) | Natural Gas Internal Combustion Engine | 33.2149 | -97.2097 | 18.8
2025-09 | ERCO | Denton Energy Center | 61643 | DEC7 | City of Denton - (TX) | Natural Gas Internal Combustion Engine | 33.2149 | -97.2097 | 18.8
2025-09 | ERCO | Denton Energy Center | 61643 | DEC8 | City of Denton - (TX) | Natural Gas Internal Combustion Engine | 33.2149 | -97.2097 | 18.8
2025-09 | ERCO | Denton Energy Center | 61643 | DEC9 | City of Denton - (TX) | Natural Gas Internal Combustion Engine | 33.2149 | -97.2097 | 18.8
2025-09 | MISO | August Wind Farm | 61644 | AUG | August Wind Energy, LLC | Onshore Wind Turbine | 40.7649 | -94.4756 | 1.8
2025-09 | MISO | Altair Community Solar Garden | 61645 | ALTA | Geronimo Power | Solar Photovoltaic | 43.925 | -93.4858 | 1
2025-09 | MISO | LA3 West Baton Rouge Solar Facility | 61646 | LA3WB | Sol Systems | Solar Photovoltaic | 30.4651 | -91.3319 | 50
2025-09 | MISO | ENO Paterson Solar | 61647 | NOSPS | Entergy New Orleans, LLC | Solar Photovoltaic | 30.0114 | -90.024 | 1.1
2025-09 | MISO | Blazing Star 2 Wind Farm | 61650 | BLZS2 | Northern States Power Co - Minnesota | Onshore Wind Turbine | 44.4453 | -96.3528 | 200
2025-09 | MISO | Capricornus Community Solar Garden | 61651 | CAPR | Geronimo Power | Solar Photovoltaic | 45.3987 | -94.7174 | 1
2025-09 | MISO | Fiber Recovery, Inc. | 61652 | ENG1 | Fiber Recovery, Inc | Landfill Gas | 44.8875 | -89.3859 | 0.8
2025-09 | MISO | Fiber Recovery, Inc. | 61652 | ENG2 | Fiber Recovery, Inc | Landfill Gas | 44.8875 | -89.3859 | 0.8
2025-09 | MISO | Fiber Recovery, Inc. | 61652 | ENG3 | Fiber Recovery, Inc | Landfill Gas | 44.8875 | -89.3859 | 0.8
2025-09 | PJM | Whirlpool Corp-Greenville Wind Farm | 61660 | WTG1 | OEE XXVI LLC | Onshore Wind Turbine | 40.1313 | -84.6099 | 1.5
2025-09 | PJM | Whirlpool Corp-Greenville Wind Farm | 61660 | WTG2 | OEE XXVI LLC | Onshore Wind Turbine | 40.1313 | -84.6099 | 1.5
2025-09 | PJM | Whirlpool Corp-Greenville Wind Farm | 61660 | WTG3 | OEE XXVI LLC | Onshore Wind Turbine | 40.1313 | -84.6099 | 1.5
2025-09 | CISO | Vista Energy Storage System | 61661 | VISTA | Vista Energy Storage, LLC | Batteries | 33.204 | -117.2539 | 40
2025-09 | SWPP | Creston Ridge II, LLC | 61668 | CR2-1 | Creston Ridge II, LLC | Onshore Wind Turbine | 41.677 | -97.391 | 2.3
2025-09 | SWPP | Creston Ridge II, LLC | 61668 | CR2-2 | Creston Ridge II, LLC | Onshore Wind Turbine | 41.677 | -97.391 | 2.3
2025-09 | SWPP | Creston Ridge II, LLC | 61668 | CR2-3 | Creston Ridge II, LLC | Onshore Wind Turbine | 41.677 | -97.391 | 2.3
2025-09 | MISO | Scandia Community Solar Garden | 61669 | SCAND | Scandia CSG LLC | Solar Photovoltaic | 45.2872 | -92.8125 | 2.5
2025-09 | MISO | RJC II Community Solar Garden | 61670 | RJCII | RJC II CSG LLC | Solar Photovoltaic | 44.1389 | -93.2572 | 1
2025-09 | MISO | Betcher Community Solar Garden | 61671 | BETCH | Betcher CSG LLC | Solar Photovoltaic | 44.3924 | -92.596 | 1
2025-09 | MISO | Sherburne Community Solar | 61672 | PV1 | Onsite Partners, LLC | Solar Photovoltaic | 45.4381 | -94.0442 | 5
2025-09 | NYIS | Arkwright Summit Wind Farm LLC | 61673 | WT | Arkwright Summit Wind Farm LLC | Onshore Wind Turbine | 42.4149 | -79.2427 | 78.4
2025-09 | SWPP | Wildcat Ranch Wind Project | 61674 | WT | Wildcat Ranch Wind Project, LLC | Onshore Wind Turbine | 33.5296 | -102.9619 | 150
2025-09 | SWPP | Perennial Windfarm | 61677 | T-1 | Perennial Wind, LLC | Onshore Wind Turbine | 40.6319 | -97.6427 | 2.3
2025-09 | SWPP | Perennial Windfarm | 61677 | T-2 | Perennial Wind, LLC | Onshore Wind Turbine | 40.6319 | -97.6427 | 2.3
2025-09 | SWPP | Perennial Windfarm | 61677 | T-3 | Perennial Wind, LLC | Onshore Wind Turbine | 40.6319 | -97.6427 | 2.3
2025-09 | MISO | Tatanka Wi | 61680 | MMPA | HQC Tatanka Wi Solar Power Generation LLC | Solar Photovoltaic | 45.2108 | -93.8843 | 7.1
2025-09 | SWPP | Middle Daisy | 61681 | 10257 | Onyx Asset Services Group | Solar Photovoltaic | 32.9786 | -103.3713 | 5
2025-09 | MISO | Johnson 1 Community Solar | 61686 | PV1 | Johnson I CSG LLC | Solar Photovoltaic | 45.4832 | -92.8152 | 1
2025-09 | MISO | Grimm Community Solar | 61689 | PV1 | Grimm CSG LLC | Solar Photovoltaic | 44.7314 | -94.6093 | 1
2025-09 | MISO | Foreman's Hill Community Solar | 61690 | FOREM | Foreman's Hill CSG LLC | Solar Photovoltaic | 44.5533 | -92.6369 | 5
2025-09 | PJM | Depot Solar Center, LLC | 61691 | DEPOT | Emerald Hills Holding I, LLC | Solar Photovoltaic | 37.2763 | -79.1165 | 15
2025-09 | MISO | Johnson II Community Solar | 61695 | PV1 | Johnson II CSG LLC | Solar Photovoltaic | 45.492 | -92.8542 | 1
2025-09 | ERCO | Lamesa II | 61697 | IVORY | Lamesa Solar II, L.L.C. | Solar Photovoltaic | 32.7133 | -101.8852 | 50
2025-09 | ERCO | PowerFin Kingsbery | 61700 | PFPKB | PowerFin ASL 1, LLC | Solar Photovoltaic | 30.2659 | -97.6849 | 2.6
2025-09 | ISNE | Greater New Bedford LFG Utiliz. Facility | 61702 | 11052 | CommonWealth New Bedford Energy LLC | Landfill Gas | 41.725 | -70.978 | 3.3
2025-09 | ISNE | Sikorsky Aircraft CHP | 61703 | PV-1 | Sikorsky Aircraft Corporation | Solar Photovoltaic | 41.25 | -73.0987 | 0.1
2025-09 | ISNE | Sikorsky Aircraft CHP | 61703 | STG-1 | Sikorsky Aircraft Corporation | Natural Gas Steam Turbine | 41.25 | -73.0987 | 0.6
2025-09 | ISNE | Sikorsky Aircraft CHP | 61703 | TG-1 | Sikorsky Aircraft Corporation | Natural Gas Fired Combustion Turbine | 41.25 | -73.0987 | 9.2
2025-09 | MISO | Aquila Community Solar | 61704 | AQUI | Geronimo Power | Solar Photovoltaic | 45.6511 | -95.3401 | 1
2025-09 | MISO | Acturus Community Solar | 61705 | ARCT | Geronimo Power | Solar Photovoltaic | 44.2832 | -93.9544 | 1
2025-09 | MISO | Auriga Community Solar | 61706 | AURI | Geronimo Power | Solar Photovoltaic | 43.9779 | -95.7674 | 1
2025-09 | MISO | Canopus Community Solar | 61707 | CANO | Geronimo Power | Solar Photovoltaic | 45.4283 | -94.8232 | 1
2025-09 | MISO | Sagitta Community Solar | 61708 | SAGI | Geronimo Power | Solar Photovoltaic | 44.9483 | -95.3862 | 1
2025-09 | MISO | Libra Community Solar | 61709 | LIBR | Geronimo Power | Solar Photovoltaic | 45.6712 | -95.3885 | 1
2025-09 | MISO | Aquarius Community Solar | 61710 | AQUA | Geronimo Power | Solar Photovoltaic | 44.2291 | -95.6201 | 1
2025-09 | MISO | Cassiopeia Community Solar | 61711 | CASS | Geronimo Power | Solar Photovoltaic | 45.6473 | -95.3287 | 1
2025-09 | MISO | Crux Community Solar | 61712 | CRUX | Geronimo Power | Solar Photovoltaic | 44.0401 | -92.6932 | 1
2025-09 | MISO | Leo Community Solar | 61713 | LEO | Geronimo Power | Solar Photovoltaic | 43.9782 | -95.8508 | 1
2025-09 | MISO | Deneb Community Solar | 61715 | DENE | Geronimo Power | Solar Photovoltaic | 45.4041 | -94.8311 | 1
2025-09 | MISO | Kaus Community Solar | 61716 | KAUS | Geronimo Power | Solar Photovoltaic | 44.0504 | -92.9614 | 1
2025-09 | NYIS | IRE Solar I, LLC | 61717 | SSIRE | Scotch Settlement | Solar Photovoltaic | 44.3 | -75.5 | 1
2025-09 | NYIS | CJ Solar I, LLC | 61719 | LWCJ1 | Lisbon West | Solar Photovoltaic | 44.7 | -75.3 | 2
2025-09 | NYIS | COU Solar I, LLC | 61720 | LECOU | Lisbon East | Solar Photovoltaic | 44.7 | -75.3 | 1.5
2025-09 | CISO | Baldwin (CA) | 61721 | WLA01 | Electrodes | Batteries | 33.6693 | -117.6468 | 1
2025-09 | CISO | HEBT Irvine 1 | 61722 | IRV01 | Electrodes | Batteries | 33.7135 | -117.8521 | 1
2025-09 | CISO | HEBT Irvine 1 | 61722 | IRV1W | Electrodes | Batteries | 33.7135 | -117.8521 | 4.5
2025-09 | CISO | HEBT Irvine 2 | 61723 | IRV06 | Electrodes | Batteries | 33.6652 | -117.7682 | 2.5
2025-09 | CISO | HEBT Irvine 2 | 61723 | IRV2W | Electrodes | Batteries | 33.6652 | -117.7682 | 3.3
2025-09 | NYIS | Onyx - Saratoga Springs Landfill Solar C | 61724 | 10254 | Onyx Asset Services Group | Solar Photovoltaic | 43.0969 | -73.7449 | 2
2025-09 | NYIS | Madison County | 61725 | PV1 | Onsite Partners, LLC | Solar Photovoltaic | 43.0283 | -75.701 | 1.8
2025-09 | ISNE | Onyx - Pembroke Landfill Solar | 61726 | 10244 | Onyx Asset Services Group | Solar Photovoltaic | 42.0499 | -70.8024 | 2.4
2025-09 | ISNE | Onyx - Brockton Thatcher Landfill Solar | 61727 | 10238 | Onyx Asset Services Group | Solar Photovoltaic | 42.0664 | -70.9834 | 3.7
2025-09 | ISNE | Barrett Farm Solar - Phase I | 61728 | 10263 | Onyx Asset Services Group | Solar Photovoltaic | 41.9463 | -71.8838 | 1.7
2025-09 | PJM | Richmond Solar Site 2 | 61729 | SRIC2 | Indiana Municipal Power Agency | Solar Photovoltaic | 39.8335 | -84.8162 | 7.4
2025-09 | ISNE | MA Solar Storage 1 Hybrid | 61730 | 61730 | Origis Energy USA, Inc | Batteries | 42.4507 | -71.7426 | 1
2025-09 | ISNE | MA Solar Storage 1 Hybrid | 61730 | SCSS1 | Origis Energy USA, Inc | Solar Photovoltaic | 42.4507 | -71.7426 | 1.1
2025-09 | ISNE | Solten Plainville 6000, LLC | 61731 | PLAIN | Altus Power America Management, LLC | Solar Photovoltaic | 42.0412 | -71.2933 | 4.9
2025-09 | ISNE | Randolph | 61732 | RAND | Altus Power America Management, LLC | Solar Photovoltaic | 42.1776 | -71.0774 | 3.8
2025-09 | NYIS | Seneca Nation Cattaraugus Wind Turbine | 61734 | 1 | Seneca Nation | Onshore Wind Turbine | 42.5809 | -79.1027 | 1.5
2025-09 | PJM | Hilltopper Wind Project | 61735 | WT1 | Hilltopper Wind Project, LLC | Onshore Wind Turbine | 40.03 | -89.381 | 185
2025-09 | ISNE | Woods Hill Solar | 61736 | PV1 | Woods Hill Solar, LLC | Solar Photovoltaic | 41.8318 | -71.9199 | 20
2025-09 | PJM | Navy Yard Peaker Station | 61737 | GEN1 | Philadelphia Authority for Industrial Development | Natural Gas Internal Combustion Engine | 39.8902 | -75.1855 | 2
2025-09 | PJM | Navy Yard Peaker Station | 61737 | GEN2 | Philadelphia Authority for Industrial Development | Natural Gas Internal Combustion Engine | 39.8902 | -75.1855 | 2
2025-09 | PJM | Navy Yard Peaker Station | 61737 | GEN3 | Philadelphia Authority for Industrial Development | Natural Gas Internal Combustion Engine | 39.8902 | -75.1855 | 2
2025-09 | PJM | Navy Yard Peaker Station | 61737 | GEN4 | Philadelphia Authority for Industrial Development | Natural Gas Internal Combustion Engine | 39.8902 | -75.1855 | 2
2025-09 | PJM | GWCC PV Solar Farm | 61738 | SOLAR | GWCC PV Solar Farm | Solar Photovoltaic | 39.0172 | -76.909 | 1.6
2025-09 | ERCO | Kingsberry Energy Storage System | 61741 | KBESS | Austin Energy | Batteries | 30.266 | -97.6861 | 1.5
2025-09 | ERCO | System Control Center | 61742 | GEN1 | Austin Energy | Flywheels | 30.2199 | -97.7088 | 2.5
2025-09 | ERCO | System Control Center | 61742 | GEN2 | Austin Energy | Flywheels | 30.2199 | -97.7088 | 2.5
2025-09 | ISNE | Naval Sub Base New London Fuel Cell | 61743 | MMH2 | Groton Station Fuel Cell, LLC | Other Natural Gas | 41.4 | -72.0855 | 3.7
2025-09 | ISNE | Naval Sub Base New London Fuel Cell | 61743 | MMH3 | Groton Station Fuel Cell, LLC | Other Natural Gas | 41.4 | -72.0855 | 3.7
2025-09 | PJM | L'Oreal Solar - Florence | 61744 | 1 | L'Oreal USA Products Inc | Solar Photovoltaic | 38.9877 | -84.6082 | 1.1
2025-09 | SWPP | Aurora County Wind | 61745 | ACSD | RWE Clean Energy | Onshore Wind Turbine | 43.7308 | -98.7642 | 20
2025-09 | SWPP | Brule County Wind | 61746 | BCSD | RWE Clean Energy | Onshore Wind Turbine | 43.717 | -98.922 | 20
2025-09 | MISO | Foxtail Wind, LLC | 61747 | 1 | Foxtail Wind, LLC | Onshore Wind Turbine | 46.0982 | -98.8801 | 150
2025-09 | CISO | Wistaria Ranch Solar | 61750 | WICA | RWE Clean Energy | Solar Photovoltaic | 32.676 | -115.619 | 106.7
2025-09 | PJM | Rotor Clip | 61751 | RCLIP | MERIT SI | Solar Photovoltaic | 40.5391 | -74.5324 | 2.8
2025-09 | CISO | SunSelect1 | 61754 | 1 | SunSelect Produce (California) Inc | Natural Gas Internal Combustion Engine | 35.0967 | -118.6022 | 3.3
2025-09 | CISO | SunSelect1 | 61754 | 2 | SunSelect Produce (California) Inc | Natural Gas Internal Combustion Engine | 35.0967 | -118.6022 | 3.3
2025-09 | ISNE | East Acres Solar NG, LLC | 61755 | EA | NuGen Capital Management | Solar Photovoltaic | 42.4875 | -73.2423 | 5.8
2025-09 | MISO | Meadow Lake Wind Farm VI LLC | 61756 | MWLVI | Meadow Lake Wind Farm VI LLC | Onshore Wind Turbine | 40.6926 | -87.127 | 200.4
2025-09 | SWPP | Covington Solar Farm | 61759 | CVS1 | Oklahoma Gas & Electric Co | Solar Photovoltaic | 36.3179 | -97.5859 | 10
2025-09 | MISO | Sherburne North Project CSG | 61762 | SHERB | Madison Energy Investments LLC | Solar Photovoltaic | 45.4978 | -94.1143 | 5
2025-09 | NYIS | Gore Mountain Solar II | 61764 | SNWH2 | Gore Mountain Solar II, LLC | Solar Photovoltaic | 43.5434 | -73.3231 | 2
2025-09 | NYIS | HGS Solar I | 61765 | SNWH1 | HGS solar I, LLC | Solar Photovoltaic | 43.5437 | -73.3253 | 2
2025-09 | ISNE | Syncarpha Hancock I CSG | 61769 | SYNH1 | Syncarpha Hancock I, LLC | Solar Photovoltaic | 42.433 | -73.3361 | 2
2025-09 | ISNE | Syncarpha Hancock II CSG | 61770 | SYNH2 | Syncarpha Hancock II, LLC | Solar Photovoltaic | 42.4269 | -73.347 | 2
2025-09 | ISNE | Syncarpha Hancock III CSG | 61771 | SYNH3 | Syncarpha Hancock III, LLC | Solar Photovoltaic | 42.4281 | -73.3326 | 1
2025-09 | ERCO | Palmas Wind, LLC | 61773 | PW | Acciona Energy USA Global, LLC | Onshore Wind Turbine | 26.2889 | -97.4964 | 144.9
2025-09 | ISNE | Syncarpha Still River, LLC CSG | 61774 | SYNBO | Syncarpha Still River, LLC | Solar Photovoltaic | 42.4207 | -71.6415 | 2
2025-09 | ISNE | Town of Otis Wind Energy Project | 61775 | OT196 | Town of Otis | Onshore Wind Turbine | 42.2258 | -73.0258 | 1.5
2025-09 | ERCO | Midway Wind, LLC | 61776 | MIDWY | Midway Wind, LLC | Onshore Wind Turbine | 27.955 | -97.3002 | 162.9
2025-09 | PJM | North 301 Solar | 61778 | N301 | North 301 Solar, LLC | Solar Photovoltaic | 36.213 | -77.624 | 20
2025-09 | PJM | Edenton Solar | 61781 | EDE | Edenton Solar | Solar Photovoltaic | 36.054 | -76.544 | 5
2025-09 | ERCO | Live Oak Wind Project | 61782 | WTGS | Engie North America | Onshore Wind Turbine | 31.0486 | -100.6231 | 199.5
2025-09 | SWPP | Upstream Wind Energy LLC | 61784 | UWE | Invenergy Services LLC | Onshore Wind Turbine | 42.1843 | -97.965 | 202.5
2025-09 | ISNE | Trinity College Fuel Cell | 61786 | MB-22 | Onsite Partners, LLC | Other Natural Gas | 41.7463 | -72.6894 | 1.4
2025-09 | MISO | Bishop Hill III | 61787 | BHIII | Invenergy Services LLC | Onshore Wind Turbine | 41.2111 | -90.276 | 119
2025-09 | MISO | Hilltop Power | 61788 | WT | Hilltop Power, LLC | Onshore Wind Turbine | 43.9129 | -96.1932 | 2
2025-09 | SWPP | Diamond Vista Wind Project, LLC | 61789 | DV | Enel Green Power Diamond Vista Wind Project, LLC | Onshore Wind Turbine | 38.551 | -97.193 | 299.3
2025-09 | CISO | Stage Gulch Solar | 61791 | 5001 | Stage Gulch Solar, LLC | Solar Photovoltaic | 38.2168 | -122.5429 | 1
2025-09 | CISO | Lavio Solar | 61792 | 5002 | Lavio Solar, LLC | Solar Photovoltaic | 38.1946 | -122.6634 | 1
2025-09 | MISO | Heyer CSG | 61793 | HEYER | Heyer CSG LLC | Solar Photovoltaic | 44.2272 | -93.4217 | 1
2025-09 | PJM | Gateway Solar | 61794 | GTWYN | Luminace Solar MC, LLC | Solar Photovoltaic | 38.3769 | -75.2742 | 5
2025-09 | PJM | Gateway Solar | 61794 | GTWYS | Luminace Solar MC, LLC | Solar Photovoltaic | 38.3769 | -75.2742 | 2.6
2025-09 | CISO | Pacific Union College BESS | 61795 | 12649 | ENGIE Storage Services NA LLC | Batteries | 38.57 | -122.444 | 1
2025-09 | SWPP | Prairie Sky Solar Farm | 61798 | 1 | Kansas Electric Power Coop Inc | Solar Photovoltaic | 37.7517 | -97.0745 | 1
2025-09 | MISO | Rensselaer Solar Site 2 | 61799 | SREN2 | Indiana Municipal Power Agency | Solar Photovoltaic | 40.9498 | -87.1482 | 3.8
2025-09 | PJM | DG AMP Solar Smyrna | 61800 | AMPSM | DG AMP Solar, LLC | Solar Photovoltaic | 39.2797 | -75.6224 | 1.2
2025-09 | CISO | Cascade Energy Storage, LLC | 61801 | 10002 | Engie North America | Batteries | 37.9201 | -121.2392 | 25
2025-09 | CISO | Sierra Energy Storage, LLC | 61803 | 10003 | Engie North America | Batteries | 37.8744 | -120.4774 | 10
2025-09 | NYIS | City of Rochester Solar | 61804 | ROC01 | AES Distributed Energy | Solar Photovoltaic | 43.1769 | -77.6785 | 1.8
2025-09 | PJM | DG AMP Solar Piqua Staunton | 61805 | AMPPS | DG AMP Solar, LLC | Solar Photovoltaic | 40.1409 | -84.2315 | 1.8
2025-09 | ERCO | Chisum | 61810 | GEN1 | Cypress Creek Renewables | Solar Photovoltaic | 33.6329 | -95.3907 | 10
2025-09 | PJM | Ranchland Solar, LLC | 61813 | RCHLD | Ranchland Solar, LLC | Solar Photovoltaic | 36.4726 | -76.1541 | 60
2025-09 | ISNE | Kearsarge Concord II | 61814 | CII | Kearsarge Concord II LLC | Solar Photovoltaic | 42.4493 | -71.4204 | 4.5
2025-09 | ISNE | Kearsarge Granby | 61815 | KSG1 | Kearsarge Granby LLC | Solar Photovoltaic | 42.223 | -72.5083 | 0.5
2025-09 | ISNE | Kearsarge Granby | 61815 | KSG2 | Kearsarge Granby LLC | Solar Photovoltaic | 42.223 | -72.5083 | 0.5
2025-09 | ISNE | Kearsarge Granby | 61815 | KSG5 | Kearsarge Granby LLC | Solar Photovoltaic | 42.223 | -72.5083 | 0.5
2025-09 | ISNE | Kearsarge Granby | 61815 | KSG6 | Kearsarge Granby LLC | Solar Photovoltaic | 42.223 | -72.5083 | 0.5
2025-09 | ISNE | Kearsarge Granby | 61815 | KSG7 | Kearsarge Granby LLC | Solar Photovoltaic | 42.223 | -72.5083 | 0.5
2025-09 | MISO | IKEA Oak Creek Rooftop PV System | 61816 | PV1 | IKEA Property Inc | Solar Photovoltaic | 42.9029 | -87.9354 | 1.2
2025-09 | MISO | Big Lake Project CSG | 61817 | BIGLA | Madison Energy Investments LLC | Solar Photovoltaic | 45.334 | -93.792 | 5
2025-09 | PJM | DG AMP Solar Brewster | 61818 | AMPBR | DG AMP Solar, LLC | Solar Photovoltaic | 40.7024 | -81.5898 | 1.9
2025-09 | PJM | IKEA Conshohocken Rooftop PV System | 61819 | 211 | IKEA Property Inc | Solar Photovoltaic | 40.0952 | -75.3064 | 1
2025-09 | ISNE | IKEA New Haven Rooftop PV & Fuel Cell | 61820 | 213FC | IKEA Property Inc | Other Natural Gas | 41.2957 | -72.92 | 0.3
2025-09 | ISNE | IKEA New Haven Rooftop PV & Fuel Cell | 61820 | 213PV | IKEA Property Inc | Solar Photovoltaic | 41.2957 | -72.92 | 0.8
2025-09 | PJM | Princeton Energy Center, LLC | 61822 | EDG1 | Princeton Energy Center LLC | Petroleum Liquids | 40.3398 | -74.6239 | 2
2025-09 | PJM | Princeton Energy Center, LLC | 61822 | EDG2 | Princeton Energy Center LLC | Petroleum Liquids | 40.3398 | -74.6239 | 2
2025-09 | PJM | Princeton Energy Center, LLC | 61822 | EDG3 | Princeton Energy Center LLC | Petroleum Liquids | 40.3398 | -74.6239 | 2
2025-09 | PJM | Princeton Energy Center, LLC | 61822 | GT1 | Princeton Energy Center LLC | Natural Gas Fired Combustion Turbine | 40.3398 | -74.6239 | 4.6
2025-09 | PJM | Princeton Energy Center, LLC | 61822 | S1 | Princeton Energy Center LLC | Solar Photovoltaic | 40.3398 | -74.6239 | 0.2
2025-09 | CISO | RPUWD Scheuer Well Solar Project | 61824 | RPU2 | MN8 Energy LLC | Solar Photovoltaic | 34.1119 | -117.2733 | 3
2025-09 | MISO | O'Fallon Renewable Energy Center | 61826 | OREC | Union Electric Co - (MO) | Solar Photovoltaic | 38.8266 | -90.6781 | 4.5
2025-09 | CISO | Soboba Community Solar Project | 61834 | SCSP1 | Soboba Band of Luiseno Indians | Solar Photovoltaic | 33.7671 | -116.9059 | 1
2025-09 | CISO | Soboba Community Solar Project | 61834 | SCSP2 | Soboba Band of Luiseno Indians | Solar Photovoltaic | 33.7671 | -116.9059 | 1
2025-09 | SWPP | Minco Wind IV, LLC | 61836 | MIV | Minco Wind IV, LLC | Onshore Wind Turbine | 35.381 | -98.2696 | 130
2025-09 | PJM | Cleveland Thermal | 61838 | ST1 | Corix Cleveland Thermal Generating LP | Natural Gas Steam Turbine | 41.5094 | -81.6823 | 0.5
2025-09 | PJM | Cleveland Thermal | 61838 | ST2 | Corix Cleveland Thermal Generating LP | Natural Gas Steam Turbine | 41.5094 | -81.6823 | 0.5
2025-09 | ISNE | Hope Farm Solar, LLC | 61840 | HOPE | Adapture Renewables, Inc. | Solar Photovoltaic | 41.7479 | -71.5263 | 10
2025-09 | PJM | Sun Farm VI, LLC | 61842 | PV1 | Greenbacker Renewable Energy Corporation | Solar Photovoltaic | 36.1144 | -76.5078 | 5
2025-09 | CISO | SeaWorld Aquatica | 61843 | 10276 | Onyx Asset Services Group | Solar Photovoltaic | 32.5865 | -117.0049 | 1.1
2025-09 | CISO | Tulare BioMAT Fuel Cell | 61846 | MM27 | Central CA Fuel Cell 2, LLC | Other Natural Gas | 36.1871 | -119.3751 | 2.8
2025-09 | NYIS | Broadalbin | 61847 | 10046 | Onyx Asset Services Group | Solar Photovoltaic | 43.0613 | -74.1549 | 2
2025-09 | PJM | Danville | 61849 | SO291 | Terraform Arcadia | Solar Photovoltaic | 36.6606 | -79.2991 | 6
2025-09 | MISO | Amana Society Service Company | 61850 | IC1 | Amana Society Service Co | Petroleum Liquids | 41.7932 | -91.8918 | 1.8
2025-09 | MISO | Amana Society Service Company | 61850 | IC10 | Amana Society Service Co | Petroleum Liquids | 41.7932 | -91.8918 | 1.8
2025-09 | MISO | Amana Society Service Company | 61850 | IC11 | Amana Society Service Co | Petroleum Liquids | 41.7932 | -91.8918 | 1.8
2025-09 | MISO | Amana Society Service Company | 61850 | IC12 | Amana Society Service Co | Petroleum Liquids | 41.7932 | -91.8918 | 1.8
2025-09 | MISO | Amana Society Service Company | 61850 | IC2 | Amana Society Service Co | Petroleum Liquids | 41.7932 | -91.8918 | 1.8
2025-09 | MISO | Amana Society Service Company | 61850 | IC3 | Amana Society Service Co | Petroleum Liquids | 41.7932 | -91.8918 | 1.8
2025-09 | MISO | Amana Society Service Company | 61850 | IC4 | Amana Society Service Co | Petroleum Liquids | 41.7932 | -91.8918 | 1.8
2025-09 | MISO | Amana Society Service Company | 61850 | IC5 | Amana Society Service Co | Petroleum Liquids | 41.7932 | -91.8918 | 1.8
2025-09 | MISO | Amana Society Service Company | 61850 | IC6 | Amana Society Service Co | Petroleum Liquids | 41.7932 | -91.8918 | 1.8
2025-09 | MISO | Amana Society Service Company | 61850 | IC7 | Amana Society Service Co | Petroleum Liquids | 41.7932 | -91.8918 | 1.8
2025-09 | MISO | Amana Society Service Company | 61850 | IC8 | Amana Society Service Co | Petroleum Liquids | 41.7932 | -91.8918 | 1.8
2025-09 | MISO | Amana Society Service Company | 61850 | IC9 | Amana Society Service Co | Petroleum Liquids | 41.7932 | -91.8918 | 1.8
2025-09 | ISNE | Toray Plastic America's CHP Plant | 61857 | CG1 | Toray Plastics America | Natural Gas Fired Combustion Turbine | 41.5938 | -71.4276 | 7.5
2025-09 | ISNE | Toray Plastic America's CHP Plant | 61857 | KG12 | Toray Plastics America | Natural Gas Internal Combustion Engine | 41.5938 | -71.4276 | 5
2025-09 | ISNE | Toray Plastic America's CHP Plant | 61857 | KG18 | Toray Plastics America | Natural Gas Internal Combustion Engine | 41.5938 | -71.4276 | 7.5
2025-09 | NYIS | Duanesburg | 61863 | 10048 | Onyx Asset Services Group | Solar Photovoltaic | 42.7622 | -74.2016 | 2
2025-09 | PJM | Dix Solar, L.L.C | 61864 | DIXSL | Altus Power America Management, LLC | Solar Photovoltaic | 39.9774 | -74.6219 | 13
2025-09 | ERCO | Rio Bravo Windpower, LLC | 61865 | 1 | Rio Bravo Windpower, LLC | Onshore Wind Turbine | 26.649 | -99.0387 | 237.6
2025-09 | SWPP | Wildhorse Mountain Wind Facility | 61866 | 1 | Southern Power Co | Onshore Wind Turbine | 34.591 | -95.1918 | 100
2025-09 | ERCO | Bovine | 61867 | GEN1 | Cypress Creek Renewables | Solar Photovoltaic | 29.6313 | -96.0769 | 10
2025-09 | ERCO | Bronson | 61868 | GEN1 | Cypress Creek Renewables | Solar Photovoltaic | 29.5375 | -95.9695 | 10
2025-09 | MISO | Montevideo Solar LLC, CSG | 61870 | MONTE | Montevideo Solar LLC | Solar Photovoltaic | 44.8995 | -95.6942 | 5
2025-09 | ERCO | Sterling Solar (TX) | 61871 | GEN1 | Cypress Creek Renewables | Solar Photovoltaic | 33.1662 | -96.1726 | 10
2025-09 | ERCO | Lampwick | 61872 | GEN1 | Sol Systems | Solar Photovoltaic | 30.8722 | -99.5373 | 7.5
2025-09 | ERCO | Yellow Jacket | 61873 | GEN1 | Cypress Creek Renewables | Solar Photovoltaic | 31.9338 | -97.6537 | 5
2025-09 | ERCO | Eddy II | 61874 | GEN1 | Cypress Creek Renewables | Solar Photovoltaic | 31.2912 | -97.2607 | 10
2025-09 | ERCO | Cascade Solar (TX) | 61875 | GEN1 | Cypress Creek Renewables | Solar Photovoltaic | 29.2054 | -96.0234 | 10
2025-09 | SWPP | Persimmon Creek Wind Farm 1, LLC | 61876 | PCWF1 | Evergy Kansas Central, Inc | Onshore Wind Turbine | 36.1743 | -99.3492 | 198.6
2025-09 | MISO | John A Logan College Solar | 61878 | JALC | REA Investments, LLC | Solar Photovoltaic | 37.7506 | -89.0853 | 1.3
2025-09 | SWPP | Kearney NPPD Solar Project | 61884 | PV1 | SoCore Energy LLC | Solar Photovoltaic | 40.7217 | -99.0412 | 5.8
2025-09 | MISO | Staunton | 61885 | GEN1 | Cypress Creek Renewables | Solar Photovoltaic | 39.4575 | -87.2082 | 4
2025-09 | NYIS | Johnstown | 61888 | 10049 | Onyx Asset Services Group | Solar Photovoltaic | 42.9992 | -74.3148 | 2
2025-09 | SWPP | Sholes Wind Energy Center | 61889 | WSN1 | Sholes Wind Energy Center, LLC | Onshore Wind Turbine | 42.3119 | -97.3647 | 160
2025-09 | PJM | NRG Chalk Point CT | 61890 | SGT1 | NRG Chalk Point CT | Petroleum Liquids | 38.5444 | -76.6861 | 94
2025-09 | PJM | Stryker 22, L.L.C. | 61891 | EDGRD | Stryker 22, L.L.C. | Batteries | 40.6654 | -75.1445 | 19.8
2025-09 | PJM | Plumsted 537 LLC | 61892 | PLMST | Plumsted 537 LLC | Batteries | 40.1094 | -74.4978 | 19.8
2025-09 | PJM | BNB Camden Solar | 61893 | BNBHQ | Greenbacker Renewable Energy Corporation | Solar Photovoltaic | 39.939 | -75.108 | 2.2
2025-09 | PJM | BNB Camden Solar | 61893 | BNBSO | Greenbacker Renewable Energy Corporation | Solar Photovoltaic | 39.939 | -75.108 | 1.5
2025-09 | CISO | National Raisin | 61894 | CR1 | National Raisin | Solar Photovoltaic | 36.6245 | -119.6731 | 1
2025-09 | CISO | National Raisin | 61894 | CR2 | National Raisin | Solar Photovoltaic | 36.6245 | -119.6731 | 1
2025-09 | CISO | National Raisin | 61894 | CR3 | National Raisin | Solar Photovoltaic | 36.6245 | -119.6731 | 0.6
2025-09 | CISO | National Raisin | 61894 | CR4 | National Raisin | Solar Photovoltaic | 36.6245 | -119.6731 | 0.3
2025-09 | ERCO | Toyota HQ Plan | 61895 | TOYHQ | MN8 Energy LLC | Solar Photovoltaic | 33.0842 | -96.8411 | 7.7
2025-09 | NYIS | Solean Solar Project | 61898 | SOLEA | BQ Energy LLC | Solar Photovoltaic | 42.0869 | -78.4482 | 4
2025-09 | NYIS | Lincoln Ave Solar Project | 61899 | LINC | CVI Renewables Holdings, LLC. | Solar Photovoltaic | 40.7814 | -73.0834 | 2
2025-09 | NYIS | Blydenburgh Solar Project | 61900 | BLYD | CVI Renewables Holdings, LLC. | Solar Photovoltaic | 40.8153 | -73.1824 | 1.5
2025-09 | NYIS | Holtsville Solar Project | 61902 | HOLTS | CVI Renewables Holdings, LLC. | Solar Photovoltaic | 40.7977 | -73.034 | 1.2
2025-09 | NYIS | Sharon Springs | 61903 | 10116 | Onyx Asset Services Group | Solar Photovoltaic | 42.7751 | -74.5671 | 2
2025-09 | NYIS | Amsterdam North | 61904 | 10044 | Onyx Asset Services Group | Solar Photovoltaic | 42.9536 | -74.1198 | 2
2025-09 | NYIS | Amsterdam South | 61905 | 10045 | Onyx Asset Services Group | Solar Photovoltaic | 42.949 | -74.1262 | 2
2025-09 | ERCO | Phoebe Solar | 61906 | PHOEB | Phoebe Energy Project, LLC | Solar Photovoltaic | 31.8434 | -102.8683 | 250
2025-09 | PJM | Springfield Solar Project | 61907 | NJLND | NJR Clean Energy Ventures Corporation | Solar Photovoltaic | 40.0321 | -74.6474 | 7.5
2025-09 | PJM | Stratford Solar Center, LLC | 61908 | STRAT | Stratford Solar Center, LLC | Solar Photovoltaic | 36.6605 | -76.5609 | 15
2025-09 | MISO | Parkview Battery | 61909 | PKVWB | Consumers Energy Co - (MI) | Batteries | 42.26 | -85.6497 | 1.1
2025-09 | MISO | Ivester Wind Farm | 61911 | WT1 | MidAmerican Energy Co | Onshore Wind Turbine | 42.3333 | -92.9464 | 90.8
2025-09 | PJM | Susquehanna University Solar | 61914 | SO829 | Terraform Arcadia | Solar Photovoltaic | 40.7952 | -76.8825 | 3
2025-09 | PJM | Bowie State Solar | 61915 | SO285 | Terraform Arcadia | Solar Photovoltaic | 39.0191 | -76.7595 | 1.3
2025-09 | MISO | Pegasus Wind | 61916 | PWEC | Pegasus Wind, LLC | Onshore Wind Turbine | 43.452 | -83.5072 | 48
2025-09 | MISO | Pegasus Wind | 61916 | PWEC2 | Pegasus Wind, LLC | Onshore Wind Turbine | 43.452 | -83.5072 | 130
2025-09 | NYIS | Kearsarge Oppenheim CSG | 61917 | OPPEN | Kearsarge Oppenheim LLC | Solar Photovoltaic | 43.0602 | -74.7364 | 1.4
2025-09 | MISO | Frontenac Holdco LLC, CSG | 61919 | FRONT | Frontenac Holdco LLC | Solar Photovoltaic | 44.5017 | -92.3587 | 5
2025-09 | ERCO | Galloway 1 Solar Farm | 61920 | GSM01 | 225DD 8me LLC | Solar Photovoltaic | 31.4359 | -99.7966 | 250
2025-09 | ERCO | Tahoka Wind | 61921 | TAH | Tahoka Wind, LLC | Onshore Wind Turbine | 33.1509 | -101.6792 | 300
2025-09 | NYIS | Sunlight Beacon | 61922 | BEACO | BQ Energy LLC | Solar Photovoltaic | 41.4946 | -73.9816 | 2
2025-09 | PJM | ACUA | 61923 | VACUA | Viridity Energy Solutions, Inc. | Batteries | 39.382 | -74.4451 | 1
2025-09 | SWPP | Armadillo Flats Wind Project, LLC | 61926 | ARM | Armadillo Flats Wind Project, LLC | Onshore Wind Turbine | 36.301 | -97.567 | 247.3
2025-09 | ISNE | Saint Albans Solar | 61928 | GEN1 | Cypress Creek Renewables | Solar Photovoltaic | 44.7797 | -73.1058 | 4.9
2025-09 | PJM | WHA Southbridge Solar Park CSG | 61934 | 2 | Ecogy Delaware II LLC. | Solar Photovoltaic | 39.7236 | -75.546 | 1.4
2025-09 | MISO | Delta Solar Power I | 61954 | DSPI | Delta Solar Power I, LLC | Solar Photovoltaic | 42.7 | -84.701 | 8.1
2025-09 | MISO | Delta Solar Power II | 61955 | DSPII | Delta Solar Power II, LLC | Solar Photovoltaic | 42.707 | -84.7 | 15.9
2025-09 | SWPP | Pratt Wind, LLC | 61957 | PW | Pratt Wind, LLC | Onshore Wind Turbine | 37.55 | -98.8 | 243.5
2025-09 | NYIS | Broadalbin-Perth Solar | 61958 | BAP1 | AES Distributed Energy | Solar Photovoltaic | 43.018 | -74.1918 | 1.5
2025-09 | ISNE | Coolidge Solar 1, LLC | 61959 | COLS | Coolidge Solar I, LLC | Solar Photovoltaic | 43.4248 | -72.6653 | 19.6
2025-09 | ERCO | Holstein 1 Solar Farm | 61962 | HSF01 | Duke Energy Renewables Services | Solar Photovoltaic | 32.1041 | -100.1624 | 200
2025-09 | PJM | Quakertown Solar Farm, LLC | 61965 | QKRTN | NJR Clean Energy Ventures Corporation | Solar Photovoltaic | 40.5228 | -74.9442 | 8.8
2025-09 | ERCO | Victoria Port Power II LLC | 61966 | VP2-1 | Victoria Port Power II | Natural Gas Fired Combustion Turbine | 28.6985 | -96.9461 | 50
2025-09 | ERCO | Victoria Port Power II LLC | 61966 | VP2-2 | Victoria Port Power II | Natural Gas Fired Combustion Turbine | 28.6985 | -96.9461 | 50
2025-09 | MISO | Chisago Holdco LLC, CSG | 61968 | CHIS | Chisago Holdco LLC | Solar Photovoltaic | 45.3868 | -92.8012 | 3
2025-09 | ERCO | Torrecillas Wind Energy, LLC | 61969 | TWE | Torrecillas Wind Energy, LLC | Onshore Wind Turbine | 27.6144 | -98.7945 | 300
2025-09 | ERCO | Blue Summit II Wind | 61970 | BSII | Blue Summit II Wind, LLC | Onshore Wind Turbine | 34.2259 | -99.478 | 99.4
2025-09 | MISO | Corcoran CSG | 61971 | 201 | Altus Power America Management, LLC | Solar Photovoltaic | 45.0958 | -93.645 | 1
2025-09 | MISO | Corcoran CSG | 61971 | 202 | Altus Power America Management, LLC | Solar Photovoltaic | 45.0958 | -93.645 | 1
2025-09 | MISO | Corcoran CSG | 61971 | 203 | Altus Power America Management, LLC | Solar Photovoltaic | 45.0958 | -93.645 | 1
2025-09 | MISO | Corcoran CSG | 61971 | 204 | Altus Power America Management, LLC | Solar Photovoltaic | 45.0958 | -93.645 | 1
2025-09 | MISO | Corcoran CSG | 61971 | 205 | Altus Power America Management, LLC | Solar Photovoltaic | 45.0958 | -93.645 | 1
2025-09 | MISO | Cornillie | 61977 | SO334 | Terraform Arcadia | Solar Photovoltaic | 45.4601 | -92.8961 | 1
2025-09 | MISO | Syncarpha Prinsburg CSG (Ledeboer) | 61979 | SYPRN | Prinsburg CSG I, LLC | Solar Photovoltaic | 44.9318 | -95.1884 | 1
2025-09 | MISO | Syncarpha Clara City CSG I (Stamer) | 61980 | SCSG1 | Clara City CSG I, LLC | Solar Photovoltaic | 44.9555 | -95.3571 | 1
2025-09 | MISO | Cottage Grove Project CSG | 61983 | COTG | Madison Energy Investments LLC | Solar Photovoltaic | 44.7907 | -92.8727 | 4.9
2025-09 | SWPP | Solomon Forks Wind Project, LLC | 61984 | WTGS | Engie North America | Onshore Wind Turbine | 39.306 | -101.0744 | 275.6
2025-09 | PJM | Colonial Trail West | 61985 | CTWS | Dominion Energy Inc. | Solar Photovoltaic | 37.1389 | -76.9022 | 142.4
2025-09 | PJM | Spring Grove I | 61986 | SGIS | Dominion Energy Inc. | Solar Photovoltaic | 37.1739 | -76.9192 | 97.9
2025-09 | CISO | Pacific Ethanol Madera Solar Array | 61989 | PV | Seaboard Energy California, LLC | Solar Photovoltaic | 36.9161 | -119.9714 | 4.3
2025-09 | MISO | TAC-Distributed Energy Resource Hybrid | 61990 | BA | Ameren Illinois | Batteries | 40.0898 | -88.2436 | 0.3
2025-09 | MISO | TAC-Distributed Energy Resource Hybrid | 61990 | NG | Ameren Illinois | Natural Gas Internal Combustion Engine | 40.0898 | -88.2436 | 1
2025-09 | MISO | TAC-Distributed Energy Resource Hybrid | 61990 | SOLAR | Ameren Illinois | Solar Photovoltaic | 40.0898 | -88.2436 | 0.1
2025-09 | MISO | TAC-Distributed Energy Resource Hybrid | 61990 | WIND | Ameren Illinois | Onshore Wind Turbine | 40.0898 | -88.2436 | 0.1
2025-09 | CISO | Gavilan Community College Solar Project | 61993 | GDCBA | Gavilan District College Solar Project | Batteries | 37.0038 | -121.5936 | 0.5
2025-09 | CISO | Gavilan Community College Solar Project | 61993 | GDCPV | Gavilan District College Solar Project | Solar Photovoltaic | 37.0038 | -121.5936 | 1.4
2025-09 | CISO | UC Merced Solar Hybrid | 61995 | UCMBA | MN8 Energy LLC | Batteries | 37.3657 | -120.4322 | 0.5
2025-09 | CISO | UC Merced Solar Hybrid | 61995 | UCMPV | MN8 Energy LLC | Solar Photovoltaic | 37.3657 | -120.4322 | 4.5
2025-09 | MISO | USS Big Lake 1 Solar CSG | 61997 | USSBL | United States Solar Corporation | Solar Photovoltaic | 45.3171 | -93.7649 | 1
2025-09 | MISO | USS Good Solar CSG | 61998 | USSGO | United States Solar Corporation | Solar Photovoltaic | 45.4362 | -92.9407 | 1
2025-09 | MISO | USS Kasch Solar CSG | 61999 | USSKA | United States Solar Corporation | Solar Photovoltaic | 45.6234 | -94.0593 | 1
2025-09 | MISO | USS Rockpoint Solar CSG | 62000 | USSRP | United States Solar Corporation | Solar Photovoltaic | 45.4396 | -92.9221 | 1
2025-09 | NYIS | The Bank of New York | 62001 | 6087K | The Bank of New York | Petroleum Liquids | 40.6593 | -73.9338 | 1.2
2025-09 | NYIS | The Bank of New York | 62001 | 6187H | The Bank of New York | Petroleum Liquids | 40.6593 | -73.9338 | 1.2
2025-09 | NYIS | The Bank of New York | 62001 | 6287P | The Bank of New York | Petroleum Liquids | 40.6593 | -73.9338 | 1.2
2025-09 | NYIS | The Bank of New York | 62001 | 8587X | The Bank of New York | Petroleum Liquids | 40.6593 | -73.9338 | 1.2
2025-09 | NYIS | The Bank of New York | 62001 | 8687N | The Bank of New York | Petroleum Liquids | 40.6593 | -73.9338 | 1.2
2025-09 | NYIS | The Bank of New York | 62001 | 8887H | The Bank of New York | Petroleum Liquids | 40.6593 | -73.9338 | 1.2
2025-09 | NYIS | Brooklyn Hospital Center | 62002 | 400DF | Brooklyn Hospital Center | Petroleum Liquids | 40.6905 | -73.9779 | 0.4
2025-09 | NYIS | Brooklyn Hospital Center | 62002 | 500RE | Brooklyn Hospital Center | Petroleum Liquids | 40.6905 | -73.9779 | 0.5
2025-09 | NYIS | Brooklyn Hospital Center | 62002 | C18 | Brooklyn Hospital Center | Petroleum Liquids | 40.6905 | -73.9779 | 0.6
2025-09 | NYIS | Saint Catherine of Siena Medical Center | 62003 | 5FPX4 | Saint Catherine of Siena Medical Center | Petroleum Liquids | 40.8995 | -73.2709 | 0.8
2025-09 | NYIS | Saint Catherine of Siena Medical Center | 62003 | 855G3 | Saint Catherine of Siena Medical Center | Petroleum Liquids | 40.8995 | -73.2709 | 0.4
2025-09 | NYIS | Saint Catherine of Siena Medical Center | 62003 | D400F | Saint Catherine of Siena Medical Center | Petroleum Liquids | 40.8995 | -73.2709 | 0.4
2025-09 | NYIS | Saint Catherine of Siena Medical Center | 62003 | DFG65 | Saint Catherine of Siena Medical Center | Petroleum Liquids | 40.8995 | -73.2709 | 0.2
2025-09 | NYIS | Saint Catherine of Siena Medical Center | 62003 | E4486 | Saint Catherine of Siena Medical Center | Petroleum Liquids | 40.8995 | -73.2709 | 0.4
2025-09 | CISO | San Pablo Raceway | 62004 | SPRWY | AES Distributed Energy | Solar Photovoltaic | 34.7237 | -118.2803 | 100
2025-09 | MISO | Gibbon Solar | 62010 | PGRK1 | Green Street Power Partners | Solar Photovoltaic | 44.5209 | -94.5244 | 3.3
2025-09 | PJM | Richmond Spider Solar | 62011 | RMDSS | AES Distributed Energy | Solar Photovoltaic | 38.2471 | -77.7862 | 20
2025-09 | PJM | Pleinmont Solar 1 | 62012 | PLNM1 | AES Distributed Energy | Solar Photovoltaic | 38.2471 | -77.7862 | 75
2025-09 | PJM | Pleinmont Solar 2 | 62013 | PLNM2 | AES Distributed Energy | Solar Photovoltaic | 38.2471 | -77.7862 | 240
2025-09 | PJM | Highlander Solar Energy Station 1 | 62014 | HLND1 | AES Distributed Energy | Solar Photovoltaic | 38.2471 | -77.7862 | 165
2025-09 | CISO | Mustang Two | 62015 | M2BAR | RE Mustang Two LLC | Solar Photovoltaic | 36.2168 | -119.8964 | 50
2025-09 | CISO | Mustang Two | 62015 | M2WHI | RE Mustang Two LLC | Solar Photovoltaic | 36.2168 | -119.8964 | 100
2025-09 | CISO | UC Riverside Lots 30 & 32 | 62016 | UCRIV | MN8 Energy LLC | Solar Photovoltaic | 33.9704 | -117.331 | 4
2025-09 | NYIS | Riverhead Solar Farm | 62017 | RIV1 | AES Distributed Energy | Solar Photovoltaic | 40.923 | -72.7645 | 20
2025-09 | CISO | Stanford Campus Solar | 62020 | STANF | MN8 Energy LLC | Solar Photovoltaic | 37.4343 | -122.1608 | 3.4
2025-09 | ISNE | Franklin Solar (CT) | 62021 | FRANK | Ecos Energy LLC | Solar Photovoltaic | 41.656 | -72.159 | 1
2025-09 | ISNE | Wilson Solar (CT) | 62023 | WILSN | Ecos Energy LLC | Solar Photovoltaic | 41.656 | -72.16 | 1
2025-09 | ISNE | Jefferson Solar (CT) | 62024 | JEFRS | Ecos Energy LLC | Solar Photovoltaic | 41.656 | -72.162 | 1
2025-09 | ISNE | Hamilton Solar | 62025 | HAMLT | Ecos Energy LLC | Solar Photovoltaic | 41.657 | -72.161 | 1
2025-09 | ISNE | Adams Solar | 62026 | ADAMS | Ecos Energy LLC | Solar Photovoltaic | 41.655 | -72.161 | 1
2025-09 | PJM | Caldwell Wastewater Treatment Plant Hybr | 62027 | BAT1 | Caldwell Wastewater Treatment Plant | Batteries | 40.8386 | -74.3125 | 1
2025-09 | PJM | Caldwell Wastewater Treatment Plant Hybr | 62027 | PV1 | Caldwell Wastewater Treatment Plant | Solar Photovoltaic | 40.8386 | -74.3125 | 0.7
2025-09 | CISO | CSU Long Beach Lots 7 & 14 | 62028 | CSULB | MN8 Energy LLC | Solar Photovoltaic | 33.781 | -118.1136 | 4.5
2025-09 | NYIS | Enfield Community Solar | 62029 | 5515 | Enfield Community Solar | Solar Photovoltaic | 42.4533 | -76.5948 | 1.8
2025-09 | MISO | Nautilus Lindstrom Solar (CSG) | 62030 | LI | Nautilus Solar Solutions | Solar Photovoltaic | 45.3361 | -92.814 | 2
2025-09 | MISO | Nautilus Saint Cloud Solar (CSG) | 62031 | SC | Nautilus Solar Solutions | Solar Photovoltaic | 45.4956 | -94.1189 | 5
2025-09 | MISO | Nautilus Winsted Solar (CSG) | 62032 | WS | Nautilus Solar Solutions | Solar Photovoltaic | 44.9489 | -94.0857 | 3
2025-09 | NYIS | Baer Road CSG | 62034 | 7 | Scale Sustainable I, LLC | Solar Photovoltaic | 41.797 | -75.068 | 2
2025-09 | MISO | Glaciers Edge Wind Project | 62035 | GEW | EDF Renewable Asset Holdings, Inc. | Onshore Wind Turbine | 42.862 | -95.772 | 211.7
2025-09 | MISO | Sartell Holdco CSG | 62036 | SARTE | Sartell Holdco LLC | Solar Photovoltaic | 45.3644 | -94.1233 | 5
2025-09 | MISO | Rollingstone Holdco CSG | 62037 | ROLLI | Rollingstone Holdco LLC | Solar Photovoltaic | 44.1144 | -91.7912 | 4.8
2025-09 | ERCO | Santa Rita East | 62038 | STRAE | Invenergy Services LLC | Onshore Wind Turbine | 31.208 | -101.1108 | 302.4
2025-09 | CISO | Santa Rosa Junior College Petaluma Solar | 62039 | SRJCP | Sonoma County Junior College District | Solar Photovoltaic | 38.4691 | -122.7219 | 1.2
2025-09 | MISO | Becker Solar CSG | 62040 | BCKR1 | SunShare Management | Solar Photovoltaic | 45.1755 | -93.6839 | 1
2025-09 | PJM | Cuyahoga County Landfill | 62041 | CCBO1 | Madison Energy Holdings LLC | Solar Photovoltaic | 41.4431 | -81.7515 | 3.7
2025-09 | MISO | USS Solar Rapids CSG | 62042 | USSSR | United States Solar Corporation | Solar Photovoltaic | 45.591 | -94.1386 | 1
2025-09 | PJM | First Baptist Church of Glenarden | 62043 | FBCG1 | Madison Energy Holdings LLC | Solar Photovoltaic | 38.82 | -76.87 | 1.5
2025-09 | MISO | USS Solar Dawn CSG | 62044 | USSSD | United States Solar Corporation | Solar Photovoltaic | 45.4918 | -92.8417 | 1
2025-09 | MISO | USS Norelius Solar CSG | 62045 | USSNO | United States Solar Corporation | Solar Photovoltaic | 45.4736 | -92.8866 | 1
2025-09 | MISO | USS Nillie Corn Solar CSG | 62046 | USSNC | United States Solar Corporation | Solar Photovoltaic | 45.4567 | -92.8976 | 1
2025-09 | MISO | USS JJ Solar CSG | 62047 | USSJJ | United States Solar Corporation | Solar Photovoltaic | 45.6361 | -94.0504 | 1
2025-09 | MISO | USS Dubhe Solar CSG | 62048 | USSDB | United States Solar Corporation | Solar Photovoltaic | 45.4926 | -92.9045 | 1
2025-09 | MISO | USS Brockway Solar CSG | 62049 | USSBR | United States Solar Corporation | Solar Photovoltaic | 45.6823 | -94.2113 | 1
2025-09 | NYIS | Kingsbrook Jewish Medical Center | 62050 | SR4 | Kingsbrook Jewish Medical Center | Petroleum Liquids | 40.6593 | -73.9338 | 0.6
2025-09 | NYIS | Kingsbrook Jewish Medical Center | 62050 | TPSDM | Kingsbrook Jewish Medical Center | Petroleum Liquids | 40.6593 | -73.9338 | 1
2025-09 | NYIS | Kingsbrook Jewish Medical Center | 62050 | VHP59 | Kingsbrook Jewish Medical Center | Petroleum Liquids | 40.6593 | -73.9338 | 1
2025-09 | NYIS | St Johns Riverside Hospital | 62051 | EG650 | St Johns Riverside Hospital | Petroleum Liquids | 40.9689 | -73.8866 | 0.7
2025-09 | NYIS | St Johns Riverside Hospital | 62051 | EG750 | St Johns Riverside Hospital | Petroleum Liquids | 40.9689 | -73.8866 | 0.8
2025-09 | MISO | Syncarpha Dodge 1 CSG | 62053 | SPGD1 | Solar Provider Group MN I LLC | Solar Photovoltaic | 44.045 | -92.8807 | 1
2025-09 | PJM | Alpha Value Solar | 62054 | AVS01 | Alpha Value Solar, LLC | Solar Photovoltaic | 36.1574 | -76.4896 | 5
2025-09 | ISNE | Wareham Solar PV | 62055 | LG395 | NSTAR Electric Company | Solar Photovoltaic | 41.78 | -70.75 | 3.3
2025-09 | CISO | Lancaster | 62056 | LANC | Clean Focus Yield, LLC | Solar Photovoltaic | 34.7434 | -117.9722 | 3
2025-09 | ISNE | East Longmeadow Solar PV | 62059 | LG400 | NSTAR Electric Company | Solar Photovoltaic | 42.0468 | -72.4591 | 5
2025-09 | MISO | Hampton MN GRE | 62060 | PV1 | SoCore Energy LLC | Solar Photovoltaic | 44.5488 | -93.0205 | 2
2025-09 | MISO | Anoka County MN CONX | 62061 | PV1 | SoCore Energy LLC | Solar Photovoltaic | 45.2347 | -93.483 | 3.4
2025-09 | MISO | Athens MN CONX | 62062 | PV1 | SoCore Energy LLC | Solar Photovoltaic | 45.459 | -93.2657 | 6.6
2025-09 | ISNE | Greenfield Solar PV | 62063 | LG400 | NSTAR Electric Company | Solar Photovoltaic | 42.64 | -72.58 | 2
2025-09 | ISNE | Hinsdale Solar PV | 62064 | LG400 | NSTAR Electric Company | Solar Photovoltaic | 42.44 | -73.11 | 2
2025-09 | ISNE | Savoy Solar PV | 62065 | LG400 | NSTAR Electric Company | Solar Photovoltaic | 42.56 | -73.05 | 2
2025-09 | ISNE | Southampton Solar PV | 62066 | LG400 | NSTAR Electric Company | Solar Photovoltaic | 42.2 | -72.71 | 2
2025-09 | ISNE | Springfield Solar PV | 62072 | LG395 | NSTAR Electric Company | Solar Photovoltaic | 42.1345 | -72.5497 | 4
2025-09 | ISNE | Hampden Solar PV | 62073 | LG390 | NSTAR Electric Company | Solar Photovoltaic | 42.0457 | -72.4593 | 3.5
2025-09 | PJM | Bd of Educ of Queen Anne's Cnty, Cnty HS | 62074 | PV1 | Tesla Inc. | Solar Photovoltaic | 39.036 | -76.0543 | 1.7
2025-09 | ISNE | Town of Branford | 62076 | PV1 | Tesla Inc. | Solar Photovoltaic | 41.2811 | -72.8103 | 1.1
2025-09 | MISO | Whispering Willow North | 62079 | 1 | Interstate Power and Light Co | Onshore Wind Turbine | 42.775 | -93.4181 | 201.3
2025-09 | MISO | Richland (IA) | 62080 | 1 | Interstate Power and Light Co | Onshore Wind Turbine | 42.3632 | -95.2263 | 130.9
2025-09 | MISO | Golden Plains | 62081 | 1 | Interstate Power and Light Co | Onshore Wind Turbine | 43.4306 | -94.0164 | 199.8
2025-09 | ISNE | Southwick Solar PV | 62082 | REC34 | NSTAR Electric Company | Solar Photovoltaic | 42.05 | -72.75 | 5
2025-09 | MISO | Becker Solar 2 CSG | 62084 | BCKR2 | SunShare Management | Solar Photovoltaic | 45.1746 | -93.6841 | 1
2025-09 | MISO | Becker Solar 3 CSG | 62085 | BCKR3 | SunShare Management | Solar Photovoltaic | 45.1749 | -93.6837 | 1
2025-09 | MISO | Becker Solar 4 CSG | 62086 | BCKR4 | SunShare Management | Solar Photovoltaic | 45.1757 | -93.6797 | 1
2025-09 | MISO | Becker Solar 5 CSG | 62087 | BCKR5 | SunShare Management | Solar Photovoltaic | 45.1757 | -93.6794 | 1
2025-09 | MISO | Schultz CSG | 62088 | SCHUL | Madison Energy Investments LLC | Solar Photovoltaic | 44.5576 | -93.376 | 1.8
2025-09 | ISNE | Sunderland Solar PV | 62090 | REC34 | NSTAR Electric Company | Solar Photovoltaic | 42.4291 | -72.5399 | 1.1
2025-09 | ISNE | Hatfield Solar PV | 62091 | LG395 | NSTAR Electric Company | Solar Photovoltaic | 42.41 | -72.57 | 3.6
2025-09 | ISNE | Montague Site 36-Grosolar | 62092 | REC34 | NSTAR Electric Company | Solar Photovoltaic | 42.5 | -72.5 | 4.1
2025-09 | ISNE | East Springfield Solar PV | 62093 | REC34 | NSTAR Electric Company | Solar Photovoltaic | 42.14 | -72.55 | 1.4
2025-09 | ISNE | Ludlow Site 72 - Conti | 62097 | LG390 | NSTAR Electric Company | Solar Photovoltaic | 42.1646 | -72.4462 | 1.9
2025-09 | MISO | Tiller CSG | 62098 | TILLE | Madison Energy Investments LLC | Solar Photovoltaic | 45.435 | -94.0403 | 5
2025-09 | MISO | Hammer CSG | 62099 | HAMME | Madison Energy Investments LLC | Solar Photovoltaic | 45.4176 | -94.0094 | 4.8
2025-09 | MISO | Kossuth | 62103 | 1 | Wisconsin Power & Light Co | Onshore Wind Turbine | 42.9947 | -94.1287 | 152.2
2025-09 | MISO | Monticello Project CSG | 62105 | MONTI | Madison Energy Investments LLC | Solar Photovoltaic | 45.2722 | -93.8278 | 5
2025-09 | ISNE | WED Green Hill, LLC | 62106 | GHILL | WED Green Hill, LLC | Onshore Wind Turbine | 41.7978 | -71.5297 | 3
2025-09 | ISNE | WED Plainfield II, LLC | 62107 | PLAI2 | WED Plainfield II, LLC | Onshore Wind Turbine | 41.7946 | -71.54 | 3
2025-09 | ISNE | WED Plainfield III, LLC | 62108 | PLAI3 | WED Plainfield III, LLC | Onshore Wind Turbine | 41.7935 | -71.5306 | 3
2025-09 | ISNE | WED Plainfield, LLC | 62109 | PLAI1 | WED Plainfield, LLC | Onshore Wind Turbine | 41.7961 | -71.5358 | 3
2025-09 | ISNE | WED Shun I, LLC | 62110 | SHUN1 | WED Shun I, LLC | Onshore Wind Turbine | 41.7985 | -71.5407 | 3
2025-09 | ISNE | WED Shun II, LLC | 62111 | SHUN2 | WED Shun II, LLC | Onshore Wind Turbine | 41.8001 | -71.5362 | 3
2025-09 | ISNE | WED Shun III, LLC | 62112 | SHUN3 | WED Shun III, LLC | Onshore Wind Turbine | 41.7991 | -71.5493 | 3
2025-09 | CISO | Strauss Wind Farm | 62113 | ST-CA | Strauss Wind LLC | Onshore Wind Turbine | 34.5798 | -120.5643 | 95.3
2025-09 | CISO | AES Alamitos Energy Center | 62115 | 1A | AES Alamitos Energy, LLC | Natural Gas Fired Combined Cycle | 33.7672 | -118.1002 | 231
2025-09 | CISO | AES Alamitos Energy Center | 62115 | 1B | AES Alamitos Energy, LLC | Natural Gas Fired Combined Cycle | 33.7672 | -118.1002 | 231
2025-09 | CISO | AES Alamitos Energy Center | 62115 | 1S | AES Alamitos Energy, LLC | Natural Gas Fired Combined Cycle | 33.7672 | -118.1002 | 216
2025-09 | CISO | AES Huntington Beach Energy Project | 62116 | 1A | AES Huntington Beach Energy, LLC | Natural Gas Fired Combined Cycle | 33.6456 | -117.9794 | 231
2025-09 | CISO | AES Huntington Beach Energy Project | 62116 | 1B | AES Huntington Beach Energy, LLC | Natural Gas Fired Combined Cycle | 33.6456 | -117.9794 | 231
2025-09 | CISO | AES Huntington Beach Energy Project | 62116 | 1S | AES Huntington Beach Energy, LLC | Natural Gas Fired Combined Cycle | 33.6456 | -117.9794 | 237.2
2025-09 | MISO | Beloit Memorial Hospital Power Plant | 62117 | GEN-1 | Beloit Memorial Hospital | Natural Gas Internal Combustion Engine | 42.5486 | -89.0083 | 1.5
2025-09 | MISO | Beloit Memorial Hospital Power Plant | 62117 | GEN-2 | Beloit Memorial Hospital | Natural Gas Internal Combustion Engine | 42.5486 | -89.0083 | 1.5
2025-09 | ISNE | WED GW Solar, LLC | 62118 | GWSOL | CleanCapital Holdings | Solar Photovoltaic | 41.937 | -71.4876 | 3
2025-09 | PJM | University Park Solar | 62119 | PSUPV | SS PA II PSU LLC | Solar Photovoltaic | 40.817 | -77.8441 | 1.5
2025-09 | MISO | Roseman | 62130 | ROS | Roseman Energy, LLC | Onshore Wind Turbine | 41.371 | -94.7539 | 1.8
2025-09 | MISO | Arbor Hill Wind Farm | 62132 | 1 | MidAmerican Energy Co | Onshore Wind Turbine | 41.4042 | -94.2614 | 60
2025-09 | MISO | Arbor Hill Wind Farm | 62132 | WT1 | MidAmerican Energy Co | Onshore Wind Turbine | 41.4042 | -94.2614 | 250
2025-09 | MISO | North English | 62133 | 1 | MidAmerican Energy Co | Onshore Wind Turbine | 41.6428 | -92.4991 | 140
2025-09 | MISO | North English | 62133 | GT1 | MidAmerican Energy Co | Onshore Wind Turbine | 41.6428 | -92.4991 | 200
2025-09 | ISNE | Palmer | 62135 | PAL01 | AES Distributed Energy | Solar Photovoltaic | 42.2038 | -72.3254 | 3.5
2025-09 | MISO | Eichtens II CSG | 62137 | SO340 | Terraform Arcadia | Solar Photovoltaic | 45.3966 | -92.7826 | 1
2025-09 | MISO | Barone CSG | 62138 | SO328 | Terraform Arcadia | Solar Photovoltaic | 44.9445 | -94.0739 | 1
2025-09 | MISO | Huneke II CSG | 62139 | SO346 | Terraform Arcadia | Solar Photovoltaic | 44.2972 | -92.7415 | 1.1
2025-09 | PJM | Puller Solar | 62140 | PULL | Dominion Energy Inc. | Solar Photovoltaic | 37.5725 | -76.4673 | 15
2025-09 | ERCO | Rambler | 62141 | RMBLR | Duke Energy Renewables Services | Solar Photovoltaic | 31.517 | -100.6 | 200
2025-09 | ERCO | Amadeus Wind Farm | 62142 | AM-TX | Amadeus Wind LLC | Onshore Wind Turbine | 32.9674 | -100.5643 | 250
2025-09 | MISO | MSC-GreyCloud01 Community Solar | 62143 | 52785 | MSC-GreyCloud01 LLC | Solar Photovoltaic | 44.802 | -92.9969 | 1
2025-09 | MISO | MSC-Scandia01 CSG | 62144 | 52741 | MSC-Scandia01 LLC | Solar Photovoltaic | 45.2893 | -92.8847 | 1
2025-09 | NYIS | Minisink Solar 1 LLC | 62145 | MINI1 | Minisink Solar 1 LLC | Solar Photovoltaic | 41.3212 | -74.5141 | 1.8
2025-09 | NYIS | Minisink Community Solar 2 LLC | 62146 | MINI2 | Minisink Solar 2 LLC | Solar Photovoltaic | 41.3194 | -74.5153 | 2
2025-09 | NYIS | KCE NY 1 | 62147 | KNY1 | KCE NY 1, LLC | Batteries | 42.9624 | -73.7465 | 20
2025-09 | MISO | Goose Lake MN DPC-GM | 62148 | PV1 | ENGIE Generation North America LLC | Solar Photovoltaic | 43.6676 | -93.294 | 1.5
2025-09 | CISO | Chaffey College Rancho Cucamonga Campus | 62150 | SOLAR | Chaffey Community College District | Solar Photovoltaic | 34.1481 | -117.5704 | 4
2025-09 | ERCO | IKEA Live Oak Rooftop PV System | 62152 | 570 | IKEA Property Inc | Solar Photovoltaic | 29.48 | -98.25 | 1.7
2025-09 | NYIS | Kelly Bridge Road Community Solar Farm | 62154 | 12 | Generate Capital | Solar Photovoltaic | 41.7754 | -74.7765 | 2
2025-09 | NYIS | Hospital Rd Community Solar Farm CSG | 62155 | 9 | Scale Sustainable I, LLC | Solar Photovoltaic | 41.7748 | -75.0361 | 1.4
2025-09 | NYIS | Pool Brook Rd Community Solar Farm | 62156 | 15 | Generate Capital | Solar Photovoltaic | 42.5422 | -75.0834 | 2
2025-09 | NYIS | Breesport Road Community Solar Farm | 62157 | 235 | Altus Power America Management, LLC | Solar Photovoltaic | 42.088 | -76.713 | 2
2025-09 | NYIS | Sacket Lake Rd #1 Community Solar Farm | 62158 | 11 | Generate Capital | Solar Photovoltaic | 41.3825 | -74.4353 | 2
2025-09 | NYIS | Sacket Lake Rd #2 Community Solar Farm | 62159 | 20 | Scale Sustainable I, LLC | Solar Photovoltaic | 41.3825 | -74.4353 | 1.7
2025-09 | NYIS | Turner Rd Community Solar Project | 62160 | 300 | Scale Sustainable I, LLC | Solar Photovoltaic | 42.093 | -76.6785 | 2
2025-09 | MISO | Galactic Wind | 62161 | GWT | Galactic Wind | Onshore Wind Turbine | 43.1016 | -89.3319 | 9.9
2025-09 | MISO | 4710 Hosting | 62162 | 4710 | Epic Hosting, LLC | Petroleum Liquids | 44.0708 | -92.5223 | 7.5
2025-09 | MISO | Birch | 62172 | BIR | Birch Power LLC | Onshore Wind Turbine | 40.7676 | -94.4744 | 1.8
2025-09 | NYIS | Maimonides Medical Center | 62174 | 625DI | Maimonides Medical Center | Petroleum Liquids | 40.6395 | -73.9988 | 0.5
2025-09 | NYIS | Maimonides Medical Center | 62174 | CM500 | Maimonides Medical Center | Petroleum Liquids | 40.6395 | -73.9988 | 0.5
2025-09 | NYIS | Maimonides Medical Center | 62174 | CM800 | Maimonides Medical Center | Petroleum Liquids | 40.6395 | -73.9988 | 0.8
2025-09 | NYIS | Maimonides Medical Center | 62174 | CM900 | Maimonides Medical Center | Petroleum Liquids | 40.6395 | -73.9988 | 0.9
2025-09 | NYIS | Maimonides Medical Center | 62174 | CN900 | Maimonides Medical Center | Petroleum Liquids | 40.6395 | -73.9988 | 0.9
2025-09 | NYIS | Maimonides Medical Center | 62174 | ON300 | Maimonides Medical Center | Petroleum Liquids | 40.6395 | -73.9988 | 0.3
2025-09 | CISO | Diablo Energy Storage | 62175 | DIBLO | Diablo Energy Storage, LLC | Batteries | 38.0288 | -121.9006 | 200
2025-09 | CISO | Berry NMW Cogens | 62176 | 21Z | Berry Petroleum Co | Natural Gas Fired Combustion Turbine | 35.3076 | -119.6116 | 5.7
2025-09 | CISO | Berry NMW Cogens | 62176 | PF | Berry Petroleum Co | Natural Gas Fired Combustion Turbine | 35.3076 | -119.6116 | 5.7
2025-09 | CISO | Desert Harvest, LLC | 62177 | DH001 | Desert Harvest, LLC | Solar Photovoltaic | 33.8 | -115.38 | 80
2025-09 | CISO | Maverick Solar, LLC | 62178 | MAV01 | Maverick Solar, LLC | Solar Photovoltaic | 33.7 | -115.38 | 125
2025-09 | MISO | Blue Water Energy Center | 62192 | 11 | DTE Electric Company | Natural Gas Fired Combined Cycle | 42.7737 | -82.4793 | 394.4
2025-09 | MISO | Blue Water Energy Center | 62192 | 12 | DTE Electric Company | Natural Gas Fired Combined Cycle | 42.7737 | -82.4793 | 394.4
2025-09 | MISO | Blue Water Energy Center | 62192 | 1S | DTE Electric Company | Natural Gas Fired Combined Cycle | 42.7737 | -82.4793 | 478.6
2025-09 | MISO | Winegar CSG | 62193 | SO377 | Terraform Arcadia | Solar Photovoltaic | 44.1128 | -93.5073 | 1
2025-09 | MISO | Bolduan CSG | 62194 | SO360 | Terraform Arcadia | Solar Photovoltaic | 43.9062 | -93.4894 | 1
2025-09 | MISO | Guse CSG | 62195 | SO371 | Terraform Arcadia | Solar Photovoltaic | 44.092 | -93.7078 | 1
2025-09 | ISNE | Hadley 2 Solar, LLC CSG | 62196 | 2368 | Hadley 2 Solar, LLC | Solar Photovoltaic | 42.3512 | -72.5565 | 1.9
2025-09 | ISNE | East Bridgewater Solar | 62197 | EBRID | Altus Power America Management, LLC | Solar Photovoltaic | 42.0599 | -70.9817 | 2.3
2025-09 | ISNE | Griffin Road Solar, LLC CSG | 62198 | 2639 | Griffin Road Solar, LLC | Solar Photovoltaic | 42.1466 | -72.0044 | 2
2025-09 | ISNE | Ashby Solar, LLC CSG | 62199 | 4472 | Ashby Solar, LLC | Solar Photovoltaic | 42.6302 | -71.7987 | 1.8
2025-09 | PJM | Hillcrest Solar | 62200 | HILLC | Hillcrest Solar I, LLC | Solar Photovoltaic | 39.077 | -83.906 | 200
2025-09 | ISNE | Dudley Solar CSG | 62201 | 02419 | Dudley Solar, LLC | Solar Photovoltaic | 42.0539 | -71.9229 | 1.9
2025-09 | ISNE | Williamsburg | 62202 | WIL01 | AES Distributed Energy | Solar Photovoltaic | 42.4259 | -72.769 | 4
2025-09 | ISNE | Monson Solar, LLC | 62203 | 2701 | Monson Solar, LLC | Solar Photovoltaic | 42.0983 | -72.2901 | 2
2025-09 | ERCO | Reloj del Sol Wind Farm | 62207 | RELOJ | Reloj del Sol Wind Farm LLC | Onshore Wind Turbine | 27.0303 | -99.3884 | 209.4
2025-09 | PJM | NIST Solar | 62208 | PV1 | Luminace Solar MC, LLC | Solar Photovoltaic | 39.127 | -77.216 | 4
2025-09 | MISO | Randolph CSG PV1-5 | 62209 | RAND1 | Ecoplexus, Inc | Solar Photovoltaic | 44.5277 | -92.9721 | 1
2025-09 | MISO | Randolph CSG PV1-5 | 62209 | RAND2 | Ecoplexus, Inc | Solar Photovoltaic | 44.5277 | -92.9721 | 1
2025-09 | MISO | Randolph CSG PV1-5 | 62209 | RAND3 | Ecoplexus, Inc | Solar Photovoltaic | 44.5277 | -92.9721 | 1
2025-09 | MISO | Randolph CSG PV1-5 | 62209 | RAND4 | Ecoplexus, Inc | Solar Photovoltaic | 44.5277 | -92.9721 | 1
2025-09 | MISO | Randolph CSG PV1-5 | 62209 | RAND5 | Ecoplexus, Inc | Solar Photovoltaic | 44.5277 | -92.9721 | 1
2025-09 | MISO | Felton CSG PV1-5 | 62210 | FELT1 | Ecoplexus, Inc | Solar Photovoltaic | 44.5417 | -92.9736 | 1
2025-09 | MISO | Felton CSG PV1-5 | 62210 | FELT2 | Ecoplexus, Inc | Solar Photovoltaic | 44.5417 | -92.9736 | 1
2025-09 | MISO | Felton CSG PV1-5 | 62210 | FELT3 | Ecoplexus, Inc | Solar Photovoltaic | 44.5417 | -92.9736 | 1
2025-09 | MISO | Felton CSG PV1-5 | 62210 | FELT4 | Ecoplexus, Inc | Solar Photovoltaic | 44.5417 | -92.9736 | 1
2025-09 | MISO | Felton CSG PV1-5 | 62210 | FELT5 | Ecoplexus, Inc | Solar Photovoltaic | 44.5417 | -92.9736 | 1
2025-09 | ISNE | Ashburnham Energy Storage Project | 62219 | AMLPB | Massachusetts Mun Wholes Electric Co | Batteries | 42.6714 | -71.9267 | 3
2025-09 | SWPP | East Fork Wind Project, LLC | 62220 | WTGS | Engie North America | Onshore Wind Turbine | 39.306 | -101.0744 | 195.8
2025-09 | PJM | Hunterdon Health System Solar Project | 62225 | PV1 | NJ Solar 1, LLC | Solar Photovoltaic | 40.652 | -74.908 | 1.5
2025-09 | ISNE | Westminster Renewables, LLC CSG | 62226 | 2479 | Westminster Renewables, LLC | Solar Photovoltaic | 42.5837 | -71.8962 | 1.5
2025-09 | ERCO | Seymour Hills Wind Project, LLC | 62227 | WTGS | Engie North America | Onshore Wind Turbine | 33.5782 | -99.1921 | 30.2
2025-09 | CISO | County of San Diego SBRC | 62242 | SBRC | MN8 Energy LLC | Solar Photovoltaic | 32.6327 | -117.0777 | 1.3
2025-09 | CISO | Target Woodland Solar Project | 62246 | TWSP | MN8 Energy LLC | Solar Photovoltaic | 38.6827 | -121.7235 | 2.3
2025-09 | SWPP | Prevailing Wind Park | 62247 | PWPSD | AES Distributed Energy | Onshore Wind Turbine | 43.039 | -97.526 | 220
2025-09 | ERCO | Misae Solar | 62249 | 77777 | Misae Lessee LLC | Solar Photovoltaic | 34.3805 | -100.0996 | 240
2025-09 | NYIS | NYC-HH-New Bellevue Hospital | 62250 | CAT15 | NYC-HH-New Bellevue Hospital | Petroleum Liquids | 40.7396 | -73.9761 | 1.5
2025-09 | NYIS | NYC-HH-New Bellevue Hospital | 62250 | CAT2H | NYC-HH-New Bellevue Hospital | Petroleum Liquids | 40.7396 | -73.9761 | 0.8
2025-09 | NYIS | NYC-HH-New Bellevue Hospital | 62250 | CAT2M | NYC-HH-New Bellevue Hospital | Petroleum Liquids | 40.7396 | -73.9761 | 0.8
2025-09 | NYIS | NYC-HH-New Bellevue Hospital | 62250 | CAT2X | NYC-HH-New Bellevue Hospital | Petroleum Liquids | 40.7396 | -73.9761 | 0.8
2025-09 | NYIS | NYC-HH-New Bellevue Hospital | 62250 | CAT2Y | NYC-HH-New Bellevue Hospital | Petroleum Liquids | 40.7396 | -73.9761 | 0.8
2025-09 | NYIS | NYC-HH-New Bellevue Hospital | 62250 | CAT6M | NYC-HH-New Bellevue Hospital | Petroleum Liquids | 40.7396 | -73.9761 | 0.6
2025-09 | NYIS | NYC-HH-New Bellevue Hospital | 62250 | CAT6P | NYC-HH-New Bellevue Hospital | Petroleum Liquids | 40.7396 | -73.9761 | 0.6
2025-09 | NYIS | NYC-HH-New Bellevue Hospital | 62250 | CUM6Z | NYC-HH-New Bellevue Hospital | Petroleum Liquids | 40.7396 | -73.9761 | 0.9
2025-09 | NYIS | NYC-HH-New Bellevue Hospital | 62250 | RUD3R | NYC-HH-New Bellevue Hospital | Petroleum Liquids | 40.7396 | -73.9761 | 0.6
2025-09 | ISNE | Station 9 Energy Storage System | 62257 | ESS1 | Town of Braintree - (MA) | Batteries | 42.1877 | -70.9764 | 2
2025-09 | ERCO | Mesteno | 62258 | MES | Duke Energy Renewables Services | Onshore Wind Turbine | 26.5237 | -98.7455 | 201.6
2025-09 | ERCO | Ranchero Wind Farm LLC | 62259 | RAN | Ranchero Wind Farm LLC | Onshore Wind Turbine | 30.5949 | -101.453 | 300
2025-09 | ISNE | Pittsfield 44 - M&W PV | 62264 | LG400 | NSTAR Electric Company | Solar Photovoltaic | 42.4874 | -73.2158 | 1.2
2025-09 | ISNE | Lee Site 31 Solar | 62265 | LG370 | NSTAR Electric Company | Solar Photovoltaic | 42.2969 | -73.2275 | 1.9
2025-09 | ISNE | Plymouth Solar | 62266 | LG400 | NSTAR Electric Company | Solar Photovoltaic | 41.9473 | -70.6884 | 1.1
2025-09 | MISO | Held Solar Project | 62267 | HELD | Madison Energy Investments LLC | Solar Photovoltaic | 45.5239 | -94.2736 | 5
2025-09 | MISO | Stoneray Power Partners, LLC | 62269 | STNRY | EDF Renewable Asset Holdings, Inc. | Onshore Wind Turbine | 44.1044 | -96.1267 | 100
2025-09 | NYIS | Westchester County Medical Center | 62270 | CAT04 | Westchester County Medical Center | Petroleum Liquids | 41.0892 | -73.8044 | 0.7
2025-09 | NYIS | Westchester County Medical Center | 62270 | CAT2C | Westchester County Medical Center | Petroleum Liquids | 41.0892 | -73.8044 | 1.5
2025-09 | NYIS | Westchester County Medical Center | 62270 | CATH1 | Westchester County Medical Center | Petroleum Liquids | 41.0892 | -73.8044 | 1.3
2025-09 | NYIS | Westchester County Medical Center | 62270 | CATH2 | Westchester County Medical Center | Petroleum Liquids | 41.0892 | -73.8044 | 1.3
2025-09 | NYIS | Westchester County Medical Center | 62270 | CATN1 | Westchester County Medical Center | Petroleum Liquids | 41.0892 | -73.8044 | 0.7
2025-09 | NYIS | Westchester County Medical Center | 62270 | CATN2 | Westchester County Medical Center | Petroleum Liquids | 41.0892 | -73.8044 | 0.7
2025-09 | NYIS | Westchester County Medical Center | 62270 | CATN3 | Westchester County Medical Center | Petroleum Liquids | 41.0892 | -73.8044 | 0.7
2025-09 | NYIS | Westchester County Medical Center | 62270 | CATR3 | Westchester County Medical Center | Petroleum Liquids | 41.0892 | -73.8044 | 0.6
2025-09 | NYIS | Westchester County Medical Center | 62270 | CUM37 | Westchester County Medical Center | Petroleum Liquids | 41.0892 | -73.8044 | 0.4
2025-09 | NYIS | Westchester County Medical Center | 62270 | DT080 | Westchester County Medical Center | Petroleum Liquids | 41.0892 | -73.8044 | 0.5
2025-09 | NYIS | Westchester County Medical Center | 62270 | DT500 | Westchester County Medical Center | Petroleum Liquids | 41.0892 | -73.8044 | 0.5
2025-09 | NYIS | NYPH-Queens | 62271 | PB809 | NYPH-Queens | Petroleum Liquids | 40.7504 | -73.8257 | 0.9
2025-09 | NYIS | NYPH-Queens | 62271 | PB909 | NYPH-Queens | Petroleum Liquids | 40.7504 | -73.8257 | 0.9
2025-09 | NYIS | NYPH-Queens | 62271 | PR601 | NYPH-Queens | Petroleum Liquids | 40.7504 | -73.8257 | 0.9
2025-09 | NYIS | NYPH-Queens | 62271 | PR602 | NYPH-Queens | Petroleum Liquids | 40.7504 | -73.8257 | 0.9
2025-09 | NYIS | NYPH-Queens | 62271 | PR816 | NYPH-Queens | Petroleum Liquids | 40.7504 | -73.8257 | 0.9
2025-09 | CISO | Liberty HS Solar Project | 62274 | LHSSP | MN8 Energy LLC | Solar Photovoltaic | 35.3644 | -119.1275 | 1.5
2025-09 | CISO | Frontier HS Solar Project | 62275 | FHSSP | MN8 Energy LLC | Solar Photovoltaic | 35.4182 | -119.1489 | 1.4
2025-09 | CISO | Valentine Solar, LLC | 62288 | VAL01 | EDF Renewable Asset Holdings, Inc. | Solar Photovoltaic | 34.9042 | -118.3843 | 111.2
2025-09 | MISO | Dearborn Energy Center | 62289 | GTG-1 | DTE Electric Company | Natural Gas Fired Combined Cycle | 42.2969 | -83.2313 | 15
2025-09 | MISO | Dearborn Energy Center | 62289 | GTG-2 | DTE Electric Company | Natural Gas Fired Combined Cycle | 42.2969 | -83.2313 | 15
2025-09 | MISO | Dearborn Energy Center | 62289 | STG-1 | DTE Electric Company | Natural Gas Fired Combined Cycle | 42.2969 | -83.2313 | 5
2025-09 | MISO | Polaris Wind Park | 62290 | 1 | DTE Electric Company | Onshore Wind Turbine | 43.2626 | -84.4998 | 168.6
2025-09 | SWPP | Palmer's Creek Wind Farm, LLC | 62291 | PCWF | Palmer's Creek Wind Farm, LLC | Onshore Wind Turbine | 44.8577 | -95.5689 | 44.6
2025-09 | ISNE | Richmond NMCA | 62301 | RNM02 | AES Distributed Energy | Solar Photovoltaic | 41.4402 | -71.7154 | 4
2025-09 | ISNE | Founders Homestead Farms Solar | 62302 | RFH01 | AES Distributed Energy | Solar Photovoltaic | 41.5768 | -71.2782 | 4.5
2025-09 | NYIS | Mattas Farms | 62303 | MF01 | AES Distributed Energy | Solar Photovoltaic | 42.8937 | -74.2163 | 2
2025-09 | MISO | Tipton Solar Park | 62305 | STIP | Indiana Municipal Power Agency | Solar Photovoltaic | 40.2761 | -86.0769 | 5.3
2025-09 | PJM | IFF Union Beach Project | 62306 | IFFUB | NJR Clean Energy Ventures Corporation | Solar Photovoltaic | 40.4466 | -74.1546 | 5.5
2025-09 | ISNE | North Stonington Solar Center, LLC | 62318 | PAWCA | Adapture Renewables, Inc. | Solar Photovoltaic | 41.4183 | -71.8367 | 15
2025-09 | CISO | Antelope Expansion 1B | 62320 | ANE1B | AES Distributed Energy | Solar Photovoltaic | 34.7161 | -118.2592 | 17
2025-09 | MISO | Cedar Falls Solar Farm | 62321 | 1 | Altus Power America Management, LLC | Solar Photovoltaic | 42.4814 | -92.4582 | 1.5
2025-09 | NYIS | Mechanicville Hydroelectric Station | 62322 | MG8 | Albany Engineering Corporation | Conventional Hydroelectric | 42.8765 | -73.6802 | 2
2025-09 | NYIS | Mechanicville Hydroelectric Station | 62322 | MG9 | Albany Engineering Corporation | Conventional Hydroelectric | 42.8765 | -73.6802 | 2
2025-09 | PJM | Macy's MD Joppa Solar Project | 62323 | MMDJ | Northstar Macy's Maryland 2015, LLC | Solar Photovoltaic | 39.4475 | -76.3209 | 1.8
2025-09 | ISNE | Dynamic - Walpole | 62324 | WAL01 | AES Distributed Energy | Solar Photovoltaic | 42.1332 | -71.2719 | 2
2025-09 | PJM | 46 Meadowlands Parkway | 62325 | 1 | Hartz Solar, LLC | Solar Photovoltaic | 40.7898 | -74.0715 | 1.5
2025-09 | PJM | 77 Metro Way | 62326 | 1 | Hartz Solar, LLC | Solar Photovoltaic | 40.7705 | -74.0722 | 1
2025-09 | PJM | Synergen Panorama, LLC CSG | 62327 | SP | Altus Power America Management, LLC | Solar Photovoltaic | 38.7721 | -76.9734 | 5
2025-09 | PJM | Mill Pond Solar, LLC | 62328 | MLLPD | Greenbacker Renewable Energy Corporation | Solar Photovoltaic | 35.8294 | -76.7908 | 5
2025-09 | PJM | Jamesville Road Solar, LLC | 62329 | JMVLR | Greenbacker Renewable Energy Corporation | Solar Photovoltaic | 35.8454 | -76.8015 | 5
2025-09 | PJM | Camden Dam Solar, LLC | 62330 | CMDND | Greenbacker Renewable Energy Corporation | Solar Photovoltaic | 36.3118 | -76.1258 | 5
2025-09 | PJM | Sol Phoenix | 62331 | SOLPH | Greenbacker Renewable Energy Corporation | Solar Photovoltaic | 38.85 | -76.95 | 2.5
2025-09 | PJM | Blue Star | 62332 | BLUES | Greenbacker Renewable Energy Corporation | Solar Photovoltaic | 39.35 | -75.85 | 7.5
2025-09 | SWPP | Polk County Renewables, LLC | 62333 | T-1 | Polk County Renewables, LLC | Onshore Wind Turbine | 41.1653 | -97.5702 | 2.5
2025-09 | MISO | USS Centerfield Solar CSG | 62335 | USCEN | Standard Solar | Solar Photovoltaic | 44.529 | -93.348 | 1
2025-09 | MISO | USS Webster Solar CSG | 62336 | USWEB | Standard Solar | Solar Photovoltaic | 44.529 | -93.395 | 1
2025-09 | MISO | USS Lake Patterson Solar CSG | 62337 | USLP | Standard Solar | Solar Photovoltaic | 44.839 | -93.888 | 1
2025-09 | MISO | USS Kost Trail Solar CSG | 62339 | USSKT | Standard Solar | Solar Photovoltaic | 45.468 | -92.872 | 1
2025-09 | PJM | Aulander Holloman Solar, LLC | 62340 | HOLLO | Aulander Holloman Solar, LLC | Solar Photovoltaic | 36.2912 | -77.0666 | 99
2025-09 | PJM | IKEA Norfolk Rooftop PV System | 62355 | 569PV | IKEA Property Inc | Solar Photovoltaic | 36.8759 | -76.2009 | 0.9
2025-09 | ERCO | Lockett Windfarm | 62356 | LOC | Lockett Windfarm, LLC | Onshore Wind Turbine | 34.0723 | -99.2647 | 183.8
2025-09 | NYIS | Gloversville Landfill Solar | 62357 | 08158 | Gloversville Community Solar LLC | Solar Photovoltaic | 43.053 | -74.3084 | 5
2025-09 | MISO | USS King 2 CSG | 62358 | USK12 | Standard Solar | Solar Photovoltaic | 44.848 | -93.846 | 1
2025-09 | MISO | USS Eggo Solar CSG | 62359 | USEGG | Standard Solar | Solar Photovoltaic | 44.72 | -93.788 | 1
2025-09 | MISO | USS DVL Solar CSG | 62360 | USDVL | Standard Solar | Solar Photovoltaic | 44.818 | -93.785 | 1
2025-09 | ISNE | Barre Solar III LLC | 62363 | BSPV | AES Distributed Energy | Solar Photovoltaic | 42.4193 | -72.1139 | 1
2025-09 | MISO | Nobles 2 Wind Project | 62364 | WT1 | Nobles 2 Power Partners, LLC | Onshore Wind Turbine | 43.7896 | -95.8528 | 250
2025-09 | MISO | Wright Kirby 1-5 CSG | 62365 | WK1 | Standard Solar | Solar Photovoltaic | 45.259 | -93.791 | 1
2025-09 | MISO | Wright Kirby 1-5 CSG | 62365 | WK2 | Standard Solar | Solar Photovoltaic | 45.259 | -93.791 | 1
2025-09 | MISO | Wright Kirby 1-5 CSG | 62365 | WK3 | Standard Solar | Solar Photovoltaic | 45.259 | -93.791 | 1
2025-09 | MISO | Wright Kirby 1-5 CSG | 62365 | WK4 | Standard Solar | Solar Photovoltaic | 45.259 | -93.791 | 1
2025-09 | MISO | Wright Kirby 1-5 CSG | 62365 | WK5 | Standard Solar | Solar Photovoltaic | 45.259 | -93.791 | 1
2025-09 | NYIS | NYP-Lower Manhattan Hospital | 62366 | CATR4 | NYP-Lower Manhattan Hospital | Petroleum Liquids | 40.7103 | -74.005 | 1.5
2025-09 | ISNE | BWC Origination 18 | 62368 | 62591 | BWC Origination 18, LLC | Solar Photovoltaic | 41.6791 | -70.8364 | 4.8
2025-09 | ISNE | BWC Gibbs Brook | 62369 | 62595 | BWC Gibbs Brook, LLC | Solar Photovoltaic | 41.7749 | -70.6959 | 4
2025-09 | ISNE | BWC Wareham River | 62370 | 62593 | BWC Wareham River, LLC | Solar Photovoltaic | 41.7837 | -70.6932 | 1
2025-09 | ISNE | BWC Harlow Brook | 62371 | 62592 | BWC Harlow Brook, LLC | Solar Photovoltaic | 41.7829 | -70.6907 | 1.5
2025-09 | ISNE | BWC Pocasset River | 62372 | 62594 | BWC Pocasset River, LLC | Solar Photovoltaic | 41.7822 | -70.6877 | 1.5
2025-09 | PJM | JBAB - Washington DC | 62374 | PV1 | JBAB Solar I, LLC. | Solar Photovoltaic | 38.8527 | -77.0093 | 5.9
2025-09 | MISO | Emmons-Logan Wind, LLC | 62380 | ELLLC | Emmons-Logan Wind, LLC | Onshore Wind Turbine | 46.373 | -100.0511 | 200
2025-09 | ISNE | GMP Solar/Storage-Milton Hybrid | 62381 | GMPBM | Green Mountain Power Corp | Batteries | 44.3921 | -73.1023 | 2
2025-09 | ISNE | GMP Solar/Storage-Milton Hybrid | 62381 | GMPSM | Green Mountain Power Corp | Solar Photovoltaic | 44.3921 | -73.1023 | 5
2025-09 | ISNE | GMP Solar/Storage-Ferrisburgh Hybrid | 62382 | GMPBF | Green Mountain Power Corp | Batteries | 44.1334 | -73.1441 | 2
2025-09 | ISNE | GMP Solar/Storage-Ferrisburgh Hybrid | 62382 | GMPSF | Green Mountain Power Corp | Solar Photovoltaic | 44.1334 | -73.1441 | 5
2025-09 | ISNE | GMP Solar/Storage-Essex Hybrid | 62383 | GMPBE | Green Mountain Power Corp | Batteries | 44.2859 | -73.0234 | 2
2025-09 | ISNE | GMP Solar/Storage-Essex Hybrid | 62383 | GMPSE | Green Mountain Power Corp | Solar Photovoltaic | 44.2859 | -73.0234 | 4.5
2025-09 | NYIS | Pasto Solar | 62389 | PASTO | Altus Power America Management, LLC | Solar Photovoltaic | 42.21 | -76.5238 | 16
2025-09 | NYIS | Albert Einstein College of Medicine | 62398 | CM454 | Albert Einstein College of Medicine | Petroleum Liquids | 40.8513 | -73.8483 | 0.5
2025-09 | NYIS | Albert Einstein College of Medicine | 62398 | CP035 | Albert Einstein College of Medicine | Petroleum Liquids | 40.8513 | -73.8483 | 1
2025-09 | NYIS | Albert Einstein College of Medicine | 62398 | CP643 | Albert Einstein College of Medicine | Petroleum Liquids | 40.8513 | -73.8483 | 0.2
2025-09 | NYIS | Albert Einstein College of Medicine | 62398 | CP703 | Albert Einstein College of Medicine | Petroleum Liquids | 40.8513 | -73.8483 | 0.5
2025-09 | NYIS | Albert Einstein College of Medicine | 62398 | CP810 | Albert Einstein College of Medicine | Petroleum Liquids | 40.8513 | -73.8483 | 0.7
2025-09 | NYIS | Albert Einstein College of Medicine | 62398 | CP919 | Albert Einstein College of Medicine | Petroleum Liquids | 40.8513 | -73.8483 | 0.1
2025-09 | NYIS | Albert Einstein College of Medicine | 62398 | CP922 | Albert Einstein College of Medicine | Petroleum Liquids | 40.8513 | -73.8483 | 0.5
2025-09 | NYIS | Albert Einstein College of Medicine | 62398 | CP925 | Albert Einstein College of Medicine | Petroleum Liquids | 40.8513 | -73.8483 | 0.9
2025-09 | NYIS | Albert Einstein College of Medicine | 62398 | CP961 | Albert Einstein College of Medicine | Petroleum Liquids | 40.8513 | -73.8483 | 1.8
2025-09 | NYIS | Albert Einstein College of Medicine | 62398 | CP962 | Albert Einstein College of Medicine | Petroleum Liquids | 40.8513 | -73.8483 | 1.8
2025-09 | NYIS | Albert Einstein College of Medicine | 62398 | WK259 | Albert Einstein College of Medicine | Natural Gas Internal Combustion Engine | 40.8513 | -73.8483 | 0.2
2025-09 | PJM | UMCES Ground Mount | 62405 | X0009 | Standard Solar | Solar Photovoltaic | 38.5831 | -76.1347 | 2
2025-09 | PJM | Anne Arundel County Public Schools | 62407 | X0001 | Standard Solar | Solar Photovoltaic | 39.1373 | -76.498 | 1
2025-09 | PJM | Fort Indiantown Gap | 62408 | X0028 | Standard Solar | Solar Photovoltaic | 40.4276 | -76.5731 | 3
2025-09 | ERCO | Griffin Trail Wind | 62411 | GTWND | Griffin Trail Wind, LLC | Onshore Wind Turbine | 33.6093 | -99.5823 | 225.6
2025-09 | NYIS | Daum Solar | 62412 | DAUM | Altus Power America Management, LLC | Solar Photovoltaic | 42.7608 | -77.2473 | 4
2025-09 | NYIS | Ellis Solar | 62413 | ELLIS | Altus Power America Management, LLC | Solar Photovoltaic | 42.4446 | -76.4332 | 18
2025-09 | MISO | Lady Slipper Solar Array CSG | 62414 | PV1 | Onsite Partners, LLC | Solar Photovoltaic | 44.5544 | -92.6617 | 4.5
2025-09 | ERCO | West of the Pecos Solar | 62415 | WOTP1 | RWE Clean Energy | Solar Photovoltaic | 31.4308 | -103.7289 | 100
2025-09 | ERCO | Cranell Wind Farm LLC | 62416 | WT1 | RWE Clean Energy | Onshore Wind Turbine | 28.1978 | -97.445 | 220
2025-09 | ERCO | Peyton Creek Wind Farm LLC | 62417 | WT1 | RWE Clean Energy | Onshore Wind Turbine | 28.8433 | -95.8631 | 151.2
2025-09 | CISO | Verwey-Hanford Dairy Digester #2 | 62418 | 4 | Hanford Renewable Energy LLC | Other Waste Biomass | 36.1852 | -119.6815 | 1
2025-09 | CISO | Verwey-Hanford Dairy Digester #3 | 62419 | 4 | Hanford Renewable Energy LLC | Other Waste Biomass | 36.1852 | -119.6815 | 1
2025-09 | MISO | Prairie State Solar Project | 62420 | PSS01 | Prairie State Solar, LLC | Solar Photovoltaic | 38.2083 | -89.5792 | 99
2025-09 | NYIS | NYP-Hudson Valley Hospital Center | 62421 | 600CP | NYP-Hudson Valley Hospital Center | Petroleum Liquids | 41.2867 | -73.8888 | 0.6
2025-09 | NYIS | NYP-Hudson Valley Hospital Center | 62421 | 600OE | NYP-Hudson Valley Hospital Center | Petroleum Liquids | 41.2867 | -73.8888 | 0.6
2025-09 | NYIS | NYP-Hudson Valley Hospital Center | 62421 | 750RX | NYP-Hudson Valley Hospital Center | Petroleum Liquids | 41.2867 | -73.8888 | 0.8
2025-09 | NYIS | NYP-Hudson Valley Hospital Center | 62421 | TER | NYP-Hudson Valley Hospital Center | Petroleum Liquids | 41.2867 | -73.8888 | 0.6
2025-09 | MISO | Assembly Solar Project | 62422 | ASP01 | Assembly Solar I, LLC | Solar Photovoltaic | 43.0227 | -83.9453 | 50
2025-09 | NYIS | Regeneron Pharmaceuticals Inc. | 62423 | 735G1 | Regeneron Pharmaceuticals Inc. | Petroleum Liquids | 41.0787 | -73.8223 | 1.5
2025-09 | NYIS | Regeneron Pharmaceuticals Inc. | 62423 | 735G2 | Regeneron Pharmaceuticals Inc. | Petroleum Liquids | 41.0787 | -73.8223 | 1
2025-09 | NYIS | Regeneron Pharmaceuticals Inc. | 62423 | 745G1 | Regeneron Pharmaceuticals Inc. | Petroleum Liquids | 41.0787 | -73.8223 | 2
2025-09 | NYIS | Regeneron Pharmaceuticals Inc. | 62423 | 745G2 | Regeneron Pharmaceuticals Inc. | Petroleum Liquids | 41.0787 | -73.8223 | 2
2025-09 | NYIS | Regeneron Pharmaceuticals Inc. | 62423 | 765G1 | Regeneron Pharmaceuticals Inc. | Petroleum Liquids | 41.0787 | -73.8223 | 2.5
2025-09 | NYIS | Regeneron Pharmaceuticals Inc. | 62423 | 765G2 | Regeneron Pharmaceuticals Inc. | Petroleum Liquids | 41.0787 | -73.8223 | 2
2025-09 | NYIS | Regeneron Pharmaceuticals Inc. | 62423 | 771NG | Regeneron Pharmaceuticals Inc. | Natural Gas Internal Combustion Engine | 41.0787 | -73.8223 | 0.8
2025-09 | NYIS | Regeneron Pharmaceuticals Inc. | 62423 | 777G1 | Regeneron Pharmaceuticals Inc. | Petroleum Liquids | 41.0787 | -73.8223 | 1
2025-09 | NYIS | Regeneron Pharmaceuticals Inc. | 62423 | 777G2 | Regeneron Pharmaceuticals Inc. | Petroleum Liquids | 41.0787 | -73.8223 | 2.5
2025-09 | NYIS | Regeneron Pharmaceuticals Inc. | 62423 | 785G1 | Regeneron Pharmaceuticals Inc. | Petroleum Liquids | 41.0787 | -73.8223 | 1.5
2025-09 | NYIS | Regeneron Pharmaceuticals Inc. | 62423 | 795G1 | Regeneron Pharmaceuticals Inc. | Petroleum Liquids | 41.0787 | -73.8223 | 2
2025-09 | NYIS | Regeneron Pharmaceuticals Inc. | 62423 | 795G2 | Regeneron Pharmaceuticals Inc. | Petroleum Liquids | 41.0787 | -73.8223 | 2
2025-09 | NYIS | Regeneron Pharmaceuticals Inc. | 62423 | B17PV | Regeneron Pharmaceuticals Inc. | Solar Photovoltaic | 41.0787 | -73.8223 | 0.1
2025-09 | NYIS | Regeneron Pharmaceuticals Inc. | 62423 | P19PV | Regeneron Pharmaceuticals Inc. | Solar Photovoltaic | 41.0787 | -73.8223 | 0.8
2025-09 | NYIS | Regeneron Pharmaceuticals Inc. | 62423 | P9PV | Regeneron Pharmaceuticals Inc. | Solar Photovoltaic | 41.0787 | -73.8223 | 0.5
2025-09 | SWPP | Willow Creek Wind Power LLC | 62431 | 1 | Willow Creek Wind Power LLC | Onshore Wind Turbine | 44.8259 | -103.2074 | 105
2025-09 | PJM | Heller 400M | 62438 | A | Marina Energy LLC | Solar Photovoltaic | 40.4987 | -74.3878 | 0.8
2025-09 | PJM | Heller 400M | 62438 | B | Marina Energy LLC | Solar Photovoltaic | 40.4987 | -74.3878 | 0.2
2025-09 | PJM | Heller 400M | 62438 | C | Marina Energy LLC | Solar Photovoltaic | 40.4987 | -74.3878 | 0.2
2025-09 | PJM | Owens Corning | 62439 | A | MN8 Energy LLC | Solar Photovoltaic | 39.8388 | -75.053 | 2.8
2025-09 | CISO | Kearny Mesa Storage LLC | 62441 | U1 | Kearny Mesa Storage LLC | Batteries | 32.8153 | -117.1261 | 1
2025-09 | MISO | Lake Region Community Hybrid, LLC | 62442 | LRCH | Lake Region Community Hybrid, LLC | Onshore Wind Turbine | 46.5051 | -96.1573 | 2
2025-09 | MISO | Lake Region Community Hybrid, LLC | 62442 | LRCHS | Lake Region Community Hybrid, LLC | Solar Photovoltaic | 46.5051 | -96.1573 | 0.5
2025-09 | ISNE | Westminster | 62443 | A | MN8 Energy LLC | Solar Photovoltaic | 43.0864 | -72.4554 | 1.8
2025-09 | PJM | Meyersdale Battery | 62444 | BMY | GlidePath Power Operations LLC | Batteries | 39.8282 | -79.0198 | 18
2025-09 | NYIS | JLL-One Rockwood Road | 62446 | EGEN1 | JLL-One Rockwood Road | Petroleum Liquids | 41.109 | -73.8626 | 1.5
2025-09 | NYIS | JLL-One Rockwood Road | 62446 | EGEN2 | JLL-One Rockwood Road | Petroleum Liquids | 41.109 | -73.8626 | 1.5
2025-09 | NYIS | Mount Sinai South Nassau Hospital | 62447 | 3 | Mount Sinai South Nassau Hospital | Petroleum Liquids | 40.6516 | -73.6299 | 1
2025-09 | NYIS | Mount Sinai South Nassau Hospital | 62447 | 4 | Mount Sinai South Nassau Hospital | Petroleum Liquids | 40.6516 | -73.6299 | 2
2025-09 | ERCO | Lapetus | 62448 | LAP | Duke Energy Renewables Services | Solar Photovoltaic | 32.4601 | -102.6728 | 100
2025-09 | NYIS | St. Johns Episcopal Hospital | 62450 | CT205 | St. Johns Episcopal Hospital | Petroleum Liquids | 40.5987 | -73.7535 | 0.2
2025-09 | NYIS | St. Johns Episcopal Hospital | 62450 | F1040 | St. Johns Episcopal Hospital | Petroleum Liquids | 40.5987 | -73.7535 | 1
2025-09 | MISO | Rantoul Solar | 62451 | RANTL | Altorfer Inc. | Solar Photovoltaic | 40.2867 | -88.1328 | 2
2025-09 | NYIS | St. Joseph Hospital | 62452 | CT750 | St. Joseph Hospital (NY) | Petroleum Liquids | 40.9288 | -73.898 | 0.8
2025-09 | NYIS | St. Joseph Hospital | 62452 | KH200 | St. Joseph Hospital (NY) | Petroleum Liquids | 40.9288 | -73.898 | 0.2
2025-09 | NYIS | Mt. Sinai- Morningside | 62453 | CT250 | Mt. Sinai- Morningside | Petroleum Liquids | 40.9288 | -73.898 | 0.3
2025-09 | NYIS | Mt. Sinai- Morningside | 62453 | CT750 | Mt. Sinai- Morningside | Petroleum Liquids | 40.9288 | -73.898 | 0.8
2025-09 | NYIS | Mt. Sinai- Morningside | 62453 | EG1 | Mt. Sinai- Morningside | Petroleum Liquids | 40.9288 | -73.898 | 0.2
2025-09 | NYIS | Mt. Sinai- Morningside | 62453 | EG2 | Mt. Sinai- Morningside | Petroleum Liquids | 40.9288 | -73.898 | 0.3
2025-09 | NYIS | Mt. Sinai- Morningside | 62453 | EG3 | Mt. Sinai- Morningside | Petroleum Liquids | 40.9288 | -73.898 | 2.5
2025-09 | NYIS | Mt. Sinai- Morningside | 62453 | EG4 | Mt. Sinai- Morningside | Petroleum Liquids | 40.9288 | -73.898 | 2.5
2025-09 | PJM | Lakewood Cheddar School | 62454 | 1 | MN8 Energy LLC | Solar Photovoltaic | 40.0709 | -74.1808 | 1
2025-09 | ISNE | Digital Fairfield | 62455 | DGR01 | Bloom Energy | Other Natural Gas | 41.2402 | -73.146 | 2
2025-09 | NYIS | Regeneron Tarrytown | 62456 | RGP00 | Bloom Energy | Other Natural Gas | 41.078 | -73.8206 | 1.5
2025-09 | CISO | Ratkovich Alhambra | 62458 | RAT00 | Bloom Energy | Other Natural Gas | 34.0814 | -118.1519 | 1
2025-09 | CISO | Micro Santa Clara | 62459 | SMC01 | Bloom Energy | Other Natural Gas | 37.3784 | -121.9 | 3
2025-09 | CISO | DESI-2 Battery Storage Facility | 62460 | DESI2 | Southern California Edison Co | Batteries | 33.7357 | -117.9153 | 1.4
2025-09 | MISO | Farmers Electric Cooperative - Kalona | 62461 | 1 | Farmers Electric Coop - (IA) | Petroleum Liquids | 41.5667 | -91.7367 | 2
2025-09 | MISO | Farmers Electric Cooperative - Kalona | 62461 | 2 | Farmers Electric Coop - (IA) | Petroleum Liquids | 41.5667 | -91.7367 | 2
2025-09 | MISO | Farmers Electric Cooperative - Kalona | 62461 | 3 | Farmers Electric Coop - (IA) | Petroleum Liquids | 41.5667 | -91.7367 | 2
2025-09 | CISO | Little Bear 3 | 62463 | GEN01 | Little Bear Solar 3, LLC (Longroad) | Solar Photovoltaic | 36.716 | -120.415 | 20
2025-09 | CISO | Little Bear 4 | 62464 | GEN01 | Little Bear Solar 4, LLC (Longroad) | Solar Photovoltaic | 36.716 | -120.415 | 50
2025-09 | CISO | Little Bear 5 | 62465 | GEN01 | Little Bear Solar 5, LLC (Longroad) | Solar Photovoltaic | 36.716 | -120.415 | 50
2025-09 | NYIS | Washington St Community Solar Farm #4 | 62471 | 1034 | Generate Capital | Solar Photovoltaic | 43.175 | -77.849 | 2.5
2025-09 | NYIS | Washington St Community Solar Farm #1 | 62472 | 617 | Generate Capital | Solar Photovoltaic | 43.173 | -77.846 | 2.2
2025-09 | NYIS | Washington St Community Solar Farm #3 | 62473 | 1035 | Generate Capital | Solar Photovoltaic | 43.172 | -77.844 | 2.5
2025-09 | NYIS | Gaskill Rd Community Solar Farm CSG | 62474 | 928 | Scale Sustainable I, LLC | Solar Photovoltaic | 42.116 | -76.183 | 5
2025-09 | SWPP | Kings Point Wind Energy Center | 62475 | KPW1 | Empire District Electric Co | Onshore Wind Turbine | 37.2699 | -94.0527 | 149.4
2025-09 | NYIS | Big Tree Community Solar Farm | 62476 | 607 | Generate Capital | Solar Photovoltaic | 42.766 | -78.559 | 2
2025-09 | NYIS | Dryden Rd #2 Community Solar Farm CSG | 62477 | 372 | Scale Sustainable I, LLC | Solar Photovoltaic | 42.4878 | -76.32 | 1.3
2025-09 | SWPP | North Fork Ridge Wind Energy Center | 62478 | NFRW1 | Empire District Electric Co | Onshore Wind Turbine | 37.39 | -94.5103 | 149.4
2025-09 | NYIS | Woodoak Drive Community Solar Farm CSG | 62479 | 175 | Scale Sustainable I, LLC | Solar Photovoltaic | 41.594 | -75.027 | 2
2025-09 | NYIS | Burritt Rd Community Solar Farm | 62480 | 635 | Generate Capital | Solar Photovoltaic | 43.275 | -77.764 | 2
2025-09 | SWPP | Neosho Ridge Wind Energy Center | 62481 | NRW1 | Empire District Electric Co | Onshore Wind Turbine | 37.4854 | -95.3767 | 301
2025-09 | PJM | Beech Ridge II Wind Energy Center | 62482 | GEN1 | Southern Power Co | Onshore Wind Turbine | 38.1122 | -80.6131 | 56.2
2025-09 | ERCO | Taygete Energy Project LLC | 62483 | PV1 | Taygete Energy Project LLC | Solar Photovoltaic | 31.1652 | -103.1259 | 255
2025-09 | MISO | Crawfordsville 2 Solar Park | 62484 | SCRA2 | Indiana Municipal Power Agency | Solar Photovoltaic | 40.0558 | -86.8884 | 7.9
2025-09 | MISO | Crawfordsville 3 Solar Park | 62485 | SCRA3 | Indiana Municipal Power Agency | Solar Photovoltaic | 40.0781 | -86.8968 | 4.8
2025-09 | NYIS | CMR Solar LLC | 62486 | CMRSL | CMR Solar, LLC | Solar Photovoltaic | 41.5618 | -74.3459 | 2
2025-09 | SWPP | Prairie Queen Wind Farm | 62488 | WT | Prairie Queen Wind Farm LLC | Onshore Wind Turbine | 37.9788 | -95.2244 | 199.3
2025-09 | PJM | DTE Atlantic, LLC | 62492 | ACB-1 | DTE Atlantic, LLC | Natural Gas Fired Combustion Turbine | 39.3733 | -74.4369 | 7.5
2025-09 | SWPP | Skeleton Creek Energy Center Hybrid | 62494 | SKC | Skeleton Creek Energy Center | Onshore Wind Turbine | 36.5214 | -98.0344 | 250
2025-09 | NYIS | Telegraph Rd #1 Community Solar Farm | 62496 | 1268 | Generate Capital | Solar Photovoltaic | 42.5617 | -78.1795 | 3.8
2025-09 | NYIS | Telegraph Rd #2 Community Solar Farm | 62498 | 1413 | Generate Capital | Solar Photovoltaic | 42.5595 | -78.1794 | 2
2025-09 | NYIS | Route 19 #1 Community Solar Farm | 62500 | 1258 | Generate Capital | Solar Photovoltaic | 42.534 | -78.151 | 2
2025-09 | NYIS | Route 19 #2 Community Solar Farm | 62502 | 1415 | Generate Capital | Solar Photovoltaic | 42.5338 | -78.1538 | 5
2025-09 | ISNE | Winchendon Landfill Solar | 62503 | 10237 | Onyx Asset Services Group | Solar Photovoltaic | 42.6897 | -72.0857 | 2
2025-09 | NYIS | Frey Rd #1 Community Solar Farm | 62504 | 1159 | KSI II Consolidated, LLC | Solar Photovoltaic | 43.0999 | -77.3451 | 2
2025-09 | ERCO | G.S.E. One LLC | 62505 | 1 | GSEone | Solar Photovoltaic | 33.5004 | -96.1465 | 83
2025-09 | NYIS | County Route 11 Community Solar Farm | 62507 | 1419 | KSI II Consolidated, LLC | Solar Photovoltaic | 44.935 | -73.677 | 4.1
2025-09 | NYIS | Furnace Rd Community Solar Farm | 62508 | 1420 | KSI II Consolidated, LLC | Solar Photovoltaic | 43.241 | -77.27 | 3
2025-09 | NYIS | Yellow Mills Rd #1 Community Solar Farm | 62517 | 1142 | Generate Capital | Solar Photovoltaic | 43.0178 | -77.2605 | 2.3
2025-09 | NYIS | Yellow Mills Rd #2 Community Solar Farm | 62518 | 1181 | Generate Capital | Solar Photovoltaic | 43.0164 | -77.2609 | 2.3
2025-09 | NYIS | Yellow Mills Rd #3 Community Solar Farm | 62519 | 1244 | Generate Capital | Solar Photovoltaic | 43.0153 | -77.2607 | 2.3
2025-09 | NYIS | State Route 64N Community Solar Farm | 62520 | 1089 | Bullrock-NxtGenREA | Solar Photovoltaic | 42.915 | -77.454 | 1.2
2025-09 | NYIS | Frey Rd #2 Community Solar Farm | 62521 | 1442 | KSI II Consolidated, LLC | Solar Photovoltaic | 43.0999 | -77.3435 | 1.4
2025-09 | NYIS | Route 5 & 20 Community Solar Farm | 62523 | 1093 | Bullrock-NxtGenREA | Solar Photovoltaic | 42.899 | -77.461 | 2.3
2025-09 | NYIS | Route 22 Community Solar Farm CSG | 62524 | 1444 | KSI II Consolidated, LLC | Solar Photovoltaic | 44.7251 | -73.467 | 3.7
2025-09 | NYIS | Villa Roma Rd #1 | 62525 | 40 | Generate Capital | Solar Photovoltaic | 41.7571 | -74.961 | 2
2025-09 | NYIS | Villa Roma Rd #2 | 62526 | 41 | Generate Capital | Solar Photovoltaic | 41.7562 | -74.9612 | 2
2025-09 | NYIS | Villa Roma Rd #3 CSG | 62527 | 390 | Scale Sustainable I, LLC | Solar Photovoltaic | 41.7544 | -74.9615 | 2
2025-09 | NYIS | Villa Roma Rd #4 CSG | 62528 | 391 | Scale Sustainable I, LLC | Solar Photovoltaic | 41.7544 | -74.9586 | 2
2025-09 | NYIS | Boas Rd #1 Community Solar Farm | 62530 | 496 | Altus Power America Management, LLC | Solar Photovoltaic | 44.9343 | -73.6724 | 2
2025-09 | NYIS | Boas Rd #2 Community Solar Farm | 62531 | 1010 | Altus Power America Management, LLC | Solar Photovoltaic | 44.9332 | -73.6712 | 2
2025-09 | NYIS | Boas Rd #3 Community Solar Farm | 62532 | 1011 | Altus Power America Management, LLC | Solar Photovoltaic | 44.9335 | -73.6693 | 2
2025-09 | NYIS | Boas Rd #4 Community Solar Farm | 62533 | 1023 | Generate Capital | Solar Photovoltaic | 44.929 | -73.6665 | 2
2025-09 | MISO | MSC-Scott01 LLC | 62535 | 52737 | MSC-Scott01 LLC | Solar Photovoltaic | 44.6695 | -93.5042 | 1
2025-09 | MISO | MSC-Chisago01 LLC CSG | 62536 | 52739 | MSC-Chisago01 LLC | Solar Photovoltaic | 45.4924 | -92.7879 | 1
2025-09 | MISO | MSC-Rice01 LLC CSG | 62537 | 52738 | MSC-Rice01 LLC | Solar Photovoltaic | 44.239 | -93.3927 | 1
2025-09 | MISO | MSC-Chisago02 LLC | 62538 | 52740 | MSC-Chisago02 LLC | Solar Photovoltaic | 45.4878 | -92.7755 | 1
2025-09 | PJM | Wilkinson Solar LLC | 62544 | GEN1 | Dominion Renewable Energy | Solar Photovoltaic | 35.5968 | -76.7638 | 80.6
2025-09 | CISO | Almond | 62546 | ALMND | Westlands Almond LLC | Solar Photovoltaic | 36.2122 | -119.91 | 19.9
2025-09 | CISO | Aquamarine | 62547 | AQUAM | Aqua | Solar Photovoltaic | 36.1897 | -119.9042 | 250
2025-09 | ERCO | SJRR Power LLC | 62548 | SJ-1 | SJRR | Natural Gas Fired Combustion Turbine | 29.8819 | -95.1115 | 50
2025-09 | ERCO | SJRR Power LLC | 62548 | SJ-2 | SJRR | Natural Gas Fired Combustion Turbine | 29.8819 | -95.1115 | 50
2025-09 | NYIS | Kearsarge Johnstown 1 CSG | 62549 | JOHNN | Kearsarge Johnstown 1 LLC | Solar Photovoltaic | 43.066 | -74.3602 | 1.5
2025-09 | ISNE | Kearsarge GB | 62550 | GB123 | Kearsarge GB LLC | Solar Photovoltaic | 42.1925 | -73.4079 | 1.9
2025-09 | ISNE | Kearsarge SKSC1 LLC | 62551 | SKSC1 | Kearsarge SKSC1 LLC | Solar Photovoltaic | 41.4716 | -71.4945 | 3.8
2025-09 | ISNE | Kearsarge Uxbridge | 62552 | UX680 | Kearsarge Uxbridge LLC | Solar Photovoltaic | 42.1035 | -71.5976 | 1.9
2025-09 | NYIS | Kearsarge Johnstown 2 CSG | 62556 | JOHNS | Kearsarge Johnstown 2 LLC | Solar Photovoltaic | 43.0644 | -74.3602 | 2
2025-09 | ISNE | Kearsarge Montague | 62557 | MONTA | Kearsarge Montague LLC | Solar Photovoltaic | 42.5864 | -72.5635 | 4
2025-09 | ISNE | Kearsarge SKSC2 LLC | 62558 | SKSC2 | Kearsarge SKSC2 LLC | Solar Photovoltaic | 41.4983 | -71.5334 | 3.1
2025-09 | ISNE | Kearsarge Wilmington | 62559 | WILM1 | Kearsarge Wilmington LLC | Solar Photovoltaic | 42.5613 | -71.1369 | 1.6
2025-09 | ERCO | Roadrunner, LLC Hybrid | 62561 | BA | Roadrunner Solar, LLC | Batteries | 31.2194 | -102.1922 | 63.3
2025-09 | ERCO | Roadrunner, LLC Hybrid | 62561 | RODR1 | Roadrunner Solar, LLC | Solar Photovoltaic | 31.2194 | -102.1922 | 200
2025-09 | ERCO | Roadrunner, LLC Hybrid | 62561 | RODR2 | Roadrunner Solar, LLC | Solar Photovoltaic | 31.2194 | -102.1922 | 200
2025-09 | ERCO | High Lonesome Wind Power, LLC Hybrid | 62562 | BA | High Lonesome Wind Power, LLC | Batteries | 31.1717 | -101.8811 | 63.3
2025-09 | ERCO | High Lonesome Wind Power, LLC Hybrid | 62562 | HILO | High Lonesome Wind Power, LLC | Onshore Wind Turbine | 31.1717 | -101.8811 | 449.5
2025-09 | ERCO | High Lonesome Wind Power, LLC Hybrid | 62562 | HILO2 | High Lonesome Wind Power, LLC | Onshore Wind Turbine | 31.1717 | -101.8811 | 50
2025-09 | MISO | High Prairie Wind Farm | 62563 | HPWF | Union Electric Co - (MO) | Onshore Wind Turbine | 40.3982 | -92.5186 | 400
2025-09 | CISO | Elkhorn Battery Energy Storage System | 62564 | ELKHO | Pacific Gas & Electric Co. | Batteries | 36.808 | -121.7818 | 182.5
2025-09 | PJM | Hill Top Energy Center, LLC | 62565 | GEN1 | Hill Top Energy Center, LLC | Natural Gas Fired Combined Cycle | 39.8942 | -79.9382 | 664.7
2025-09 | ERCO | Blue Summit III Wind | 62566 | BS3 | Blue Summit III Wind, LLC | Onshore Wind Turbine | 34.1705 | -99.5634 | 200.2
2025-09 | ISNE | GD Richmond Buttonwoods I, LLC | 62567 | GDBUT | CleanCapital Holdings | Solar Photovoltaic | 41.5229 | -71.6841 | 1.3
2025-09 | ISNE | GD West Greenwich Victory I, LLC | 62568 | GDVIC | CleanCapital Holdings | Solar Photovoltaic | 41.6579 | -71.6875 | 1.8
2025-09 | MISO | Knoxville Battery Energy Storage | 62569 | ES1 | MidAmerican Energy Co | Batteries | 41.316 | -93.061 | 1.1
2025-09 | ISNE | Jiminy Peak Wind QF | 62570 | 32651 | Jiminy Peak Mountain Resort, LLC | Onshore Wind Turbine | 42.5437 | -73.2926 | 1.5
2025-09 | NYIS | ATT Jericho | 62572 | ATT49 | Bloom Energy | Other Natural Gas | 40.8302 | -73.3522 | 1
2025-09 | CISO | ATT Kelvin | 62573 | ATT56 | Bloom Energy | Other Natural Gas | 33.6847 | -117.8368 | 1
2025-09 | CISO | FLEX Gibraltar | 62575 | FLX01 | Bloom Energy | Other Natural Gas | 37.4173 | -121.8941 | 1.5
2025-09 | NYIS | MER Queens | 62576 | MER01 | Bloom Energy | Other Natural Gas | 40.7345 | -73.8709 | 1.2
2025-09 | CISO | Preferred Freezer San Leandro | 62578 | SLPV1 | Powerflex | Solar Photovoltaic | 37.712 | -122.1507 | 2
2025-09 | ISNE | Plainfield Community Solar LLC | 62579 | 2999 | Plainfield Solar LLC | Solar Photovoltaic | 42.5205 | -72.9191 | 2
2025-09 | ISNE | Plainfield Community Solar LLC | 62579 | 91710 | Plainfield Solar LLC | Batteries | 42.5205 | -72.9191 | 1
2025-09 | NYIS | Route 14A CDG Solar North and South LLC | 62580 | 6081 | Route 14A CDG Solar North and South, LLC | Solar Photovoltaic | 42.8151 | -77.0461 | 4
2025-09 | ISNE | Tolland Solar NG LLC | 62581 | 3011 | NuGen Capital Management | Solar Photovoltaic | 42.0895 | -73.0614 | 3.5
2025-09 | NYIS | Newfield Community Solar LLC | 62582 | 5216 | Newfield Solar LLC | Solar Photovoltaic | 42.3913 | -76.5642 | 6
2025-09 | NYIS | Newfield Community Solar LLC | 62582 | 5465 | Newfield Solar LLC | Solar Photovoltaic | 42.3913 | -76.5642 | 2
2025-09 | NYIS | Newfield Community Solar LLC | 62582 | 5466 | Newfield Solar LLC | Solar Photovoltaic | 42.3913 | -76.5642 | 2
2025-09 | NYIS | Newfield Community Solar LLC | 62582 | 5467 | Newfield Solar LLC | Solar Photovoltaic | 42.3913 | -76.5642 | 2
2025-09 | ISNE | Tanglewood Circle Solar 1 LLC | 62583 | 5823 | Tanglewood Circle Solar 1 LLC | Solar Photovoltaic | 42.252 | -73.11 | 5
2025-09 | ISNE | Beebe Substation Battery Storage | 62585 | WAKFD | Massachusetts Mun Wholes Electric Co | Batteries | 42.4879 | -71.0478 | 3
2025-09 | PJM | DG Florham Park Solar LLC | 62586 | BASF | DG Florham Park Solar LLC | Solar Photovoltaic | 40.7778 | -74.4272 | 2
2025-09 | ERCO | Mesquite Star | 62587 | MESQ | Mesquite Star Special LLC | Onshore Wind Turbine | 32.256 | -100.3203 | 418.9
2025-09 | ISNE | Derby Fuel Cell | 62588 | MM45 | Derby Fuel Cell LLC | Other Natural Gas | 41.325 | -73.0992 | 2.8
2025-09 | ISNE | Derby Fuel Cell | 62588 | MM46 | Derby Fuel Cell LLC | Other Natural Gas | 41.325 | -73.0992 | 2.8
2025-09 | ISNE | Derby Fuel Cell | 62588 | MM47 | Derby Fuel Cell LLC | Other Natural Gas | 41.325 | -73.0992 | 2.8
2025-09 | ISNE | Derby Fuel Cell | 62588 | MM48 | Derby Fuel Cell LLC | Other Natural Gas | 41.325 | -73.0992 | 2.8
2025-09 | ISNE | Derby Fuel Cell | 62588 | MM49 | Derby Fuel Cell LLC | Other Natural Gas | 41.325 | -73.0992 | 2.8
2025-09 | NYIS | Montefiore Mount Vernon Hospital | 62589 | CONP7 | Montefiore Mount Vernon Hospital | Petroleum Liquids | 40.9028 | -73.8687 | 0.4
2025-09 | NYIS | Montefiore Mount Vernon Hospital | 62589 | DETR4 | Montefiore Mount Vernon Hospital | Petroleum Liquids | 40.9028 | -73.8687 | 0.7
2025-09 | SWPP | Wolf Creek Generator | 62590 | WOLF | 4 Rivers Electric Cooperative, Inc. | Petroleum Liquids | 38.2743 | -95.684 | 1
2025-09 | PJM | Headwaters Wind Farm II LLC | 62592 | HWII | EDP Renewables North America LLC | Onshore Wind Turbine | 40.0517 | -85.2067 | 200
2025-09 | PJM | Connell East LLC | 62598 | LOREA | Connell East LLC. | Solar Photovoltaic | 40.667 | -74.4078 | 1.4
2025-09 | ISNE | Outer Cape Community Battery | 62604 | OCESS | Eversource | Batteries | 42.0603 | -70.1942 | 25
2025-09 | PJM | Whitney Hill Wind Power LLC | 62606 | WTHWP | Whitney Hill Wind Power LLC | Onshore Wind Turbine | 39.929 | -89.19 | 65
2025-09 | MISO | Bloomfield Municipal Utilities Solar | 62607 | PV | Onsite Partners, LLC | Solar Photovoltaic | 40.75 | -92.45 | 1.6
2025-09 | ERCO | Commerce ESS | 62609 | BA1 | City of San Antonio - (TX) | Batteries | 29.4344 | -98.6176 | 10
2025-09 | ERCO | Commerce Solar | 62610 | PV1 | City of San Antonio - (TX) | Solar Photovoltaic | 29.4344 | -98.6176 | 5
2025-09 | CISO | PFMG Solar Grossmont Helix LLC | 62611 | HELIX | Altus Power America Management, LLC | Solar Photovoltaic | 32.7533 | -117.0352 | 1.2
2025-09 | PJM | USAA Black Bear Energy | 62612 | USBC1 | Powerflex | Solar Photovoltaic | 40.3136 | -74.4847 | 1.9
2025-09 | NYIS | CBP Solar | 62613 | CBPB1 | Powerflex | Solar Photovoltaic | 41.2662 | -73.9469 | 1.8
2025-09 | NYIS | Kinder Morgan Fordham | 62614 | KMFO1 | Powerflex | Solar Photovoltaic | 40.5426 | -74.2366 | 1.7
2025-09 | ISNE | ALDI DC 2 | 62615 | ADC2 | Powerflex | Solar Photovoltaic | 41.8658 | -72.574 | 1.2
2025-09 | PJM | CCG Marketing | 62616 | CCGWC | Powerflex | Solar Photovoltaic | 40.8593 | -74.303 | 1.5
2025-09 | MISO | Searcy Solar Hybrid | 62617 | SEABT | Searcy Solar, LLC | Batteries | 35.233 | -91.69 | 10
2025-09 | MISO | Searcy Solar Hybrid | 62617 | SEARC | Searcy Solar, LLC | Solar Photovoltaic | 35.233 | -91.69 | 100
2025-09 | ERCO | Hidalgo Wind Farm II | 62618 | WT | Hidalgo Wind Farm II LLC | Onshore Wind Turbine | 26.4929 | -98.4483 | 50.4
2025-09 | NYIS | Rockland Bakery Inc. | 62619 | CAT1 | Rockland Bakery Inc. | Natural Gas Internal Combustion Engine | 41.1906 | -74.0651 | 0.3
2025-09 | NYIS | Rockland Bakery Inc. | 62619 | CAT2 | Rockland Bakery Inc. | Natural Gas Internal Combustion Engine | 41.1906 | -74.0651 | 0.3
2025-09 | NYIS | Rockland Bakery Inc. | 62619 | CAT3 | Rockland Bakery Inc. | Natural Gas Internal Combustion Engine | 41.1906 | -74.0651 | 0.3
2025-09 | NYIS | Rockland Bakery Inc. | 62619 | CATE4 | Rockland Bakery Inc. | Petroleum Liquids | 41.1906 | -74.0651 | 0.7
2025-09 | ERCO | Sage Draw Wind | 62620 | SD | Sage Draw Wind, LLC | Onshore Wind Turbine | 33.3035 | -101.6572 | 338.4
2025-09 | PJM | Overlook Medical Center | 62622 | CHPS3 | Overlook Medical Center | Petroleum Liquids | 40.7117 | -74.3542 | 2
2025-09 | PJM | Overlook Medical Center | 62622 | CHPS4 | Overlook Medical Center | Natural Gas Internal Combustion Engine | 40.7117 | -74.3542 | 2.6
2025-09 | ISNE | West Water Street | 62625 | G1 | City of Taunton | Petroleum Liquids | 41.8809 | -71.0927 | 2.5
2025-09 | ISNE | West Water Street | 62625 | G2 | City of Taunton | Petroleum Liquids | 41.8809 | -71.0927 | 2.5
2025-09 | ISNE | West Water Street | 62625 | G3 | City of Taunton | Petroleum Liquids | 41.8809 | -71.0927 | 2.5
2025-09 | ISNE | West Water Street | 62625 | G4 | City of Taunton | Petroleum Liquids | 41.8809 | -71.0927 | 2.5
2025-09 | PJM | APG Old Bayside | 62628 | 10115 | Onyx Asset Services Group | Solar Photovoltaic | 39.499 | -76.1461 | 1.7
2025-09 | PJM | APG New Chesapeake | 62629 | 10115 | Onyx Asset Services Group | Solar Photovoltaic | 39.4937 | -76.1467 | 2.3
2025-09 | ERCO | Jumbo Hill Wind Project | 62630 | WTGS1 | Engie North America | Onshore Wind Turbine | 32.386 | -102.949 | 160.7
2025-09 | PJM | Milford Solar Farm (NJ) LLC | 62637 | MILFD | NJR Clean Energy Ventures Corporation | Solar Photovoltaic | 40.615 | -75.1565 | 7.5
2025-09 | PJM | McCullough Road Solar Farm | 62638 | WASHG | NJR Clean Energy Ventures Corporation | Solar Photovoltaic | 40.7576 | -74.9582 | 8.8
2025-09 | ISNE | Manchester Community College East | 62639 | 10307 | Onyx Asset Services Group | Solar Photovoltaic | 41.7633 | -72.5571 | 1
2025-09 | ISNE | Manchester Community College North | 62640 | 10308 | Onyx Asset Services Group | Solar Photovoltaic | 41.7636 | -72.5633 | 1
2025-09 | PJM | Morehead Generating Facility | 62641 | M3516 | North American Biofuels, LLC | Landfill Gas | 38.191 | -83.544 | 1.4
2025-09 | SWPP | GE-Lubbock | 62642 | GE-P2 | GE Wind Energy LLC | Onshore Wind Turbine | 33.5915 | -102.0569 | 2.5
2025-09 | SWPP | GE-Lubbock | 62642 | GE-P3 | GE Wind Energy LLC | Onshore Wind Turbine | 33.5915 | -102.0569 | 2.8
2025-09 | SWPP | GE-Lubbock | 62642 | GE-P4 | GE Wind Energy LLC | Onshore Wind Turbine | 33.5915 | -102.0569 | 3.4
2025-09 | ISNE | Minuteman Energy Storage | 62644 | MMES | Minuteman Energy Storage, LLC | Batteries | 42.5676 | -71.0981 | 5
2025-09 | ISNE | Washburn Road Solar | 62646 | WASHB | REA Investments, LLC | Solar Photovoltaic | 41.7772 | -70.9653 | 1.9
2025-09 | MISO | MBS Textbook Exchange | 62647 | MBS1 | MBS TextBook Exchange LLC | Petroleum Liquids | 38.9572 | -92.3776 | 1
2025-09 | MISO | MBS Textbook Exchange | 62647 | MBS2 | MBS TextBook Exchange LLC | Petroleum Liquids | 38.9572 | -92.3776 | 1
2025-09 | CISO | SFDK Solar | 62649 | SFDK | AES Distributed Energy | Solar Photovoltaic | 38.1322 | -122.232 | 6.3
2025-09 | MISO | Haven Solar Project CSG | 62651 | HAVEN | Madison Energy Investments LLC | Solar Photovoltaic | 45.518 | -94.122 | 3
2025-09 | ISNE | Happy Hollow CSG Hybrid | 62652 | HHESS | REA Investments, LLC | Batteries | 42.607 | -72.0453 | 3.3
2025-09 | ISNE | Happy Hollow CSG Hybrid | 62652 | HHPV | REA Investments, LLC | Solar Photovoltaic | 42.607 | -72.0453 | 5
2025-09 | PJM | Zephyr Wind Project - 2.0 | 62653 | T1 | OEE XXX LLC | Onshore Wind Turbine | 41.0931 | -83.6378 | 1.5
2025-09 | PJM | Zephyr Wind Project - 2.0 | 62653 | T2 | OEE XXX LLC | Onshore Wind Turbine | 41.0931 | -83.6378 | 1.5
2025-09 | PJM | Zephyr Wind Project - 2.0 | 62653 | T3 | OEE XXX LLC | Onshore Wind Turbine | 41.0931 | -83.6378 | 1.5
2025-09 | CISO | Foundation Dole Fresh Vegetables | 62654 | WTG1 | Foundation CA Fund X Manager LLC | Onshore Wind Turbine | 36.4593 | -121.3501 | 2.8
2025-09 | CISO | Foundation Dole Fresh Vegetables | 62654 | WTG2 | Foundation CA Fund X Manager LLC | Onshore Wind Turbine | 36.4593 | -121.3501 | 2.8
2025-09 | CISO | HL Solar (Lassen) | 62655 | HLS | Madison Energy Investments LLC | Solar Photovoltaic | 40.373 | -120.262 | 7.6
2025-09 | ISNE | DWW Solar ll | 62657 | DWWS | DWW Solar ll LLC | Solar Photovoltaic | 41.5416 | -72.475 | 36.9
2025-09 | PJM | Cuyahoga Falls 1 | 62658 | CF2-1 | City of Cuyahoga Falls - (OH) | Petroleum Liquids | 41.1418 | -81.4745 | 1.8
2025-09 | PJM | Cuyahoga Falls 1 | 62658 | CF2-2 | City of Cuyahoga Falls - (OH) | Petroleum Liquids | 41.1418 | -81.4745 | 1.8
2025-09 | PJM | Cuyahoga Falls 1 | 62658 | CF2-3 | City of Cuyahoga Falls - (OH) | Petroleum Liquids | 41.1418 | -81.4745 | 1.8
2025-09 | PJM | Cuyahoga Falls 1 | 62658 | P001 | City of Cuyahoga Falls - (OH) | Petroleum Liquids | 41.1418 | -81.4745 | 1.5
2025-09 | PJM | Cuyahoga Falls 1 | 62658 | P002 | City of Cuyahoga Falls - (OH) | Petroleum Liquids | 41.1418 | -81.4745 | 1.5
2025-09 | PJM | Cuyahoga Falls 1 | 62658 | P003 | City of Cuyahoga Falls - (OH) | Petroleum Liquids | 41.1418 | -81.4745 | 1.5
2025-09 | PJM | Cuyahoga Falls 1 | 62658 | P004 | City of Cuyahoga Falls - (OH) | Petroleum Liquids | 41.1418 | -81.4745 | 1.5
2025-09 | PJM | Cuyahoga Falls 1 | 62658 | P005 | City of Cuyahoga Falls - (OH) | Petroleum Liquids | 41.1418 | -81.4745 | 1.5
2025-09 | PJM | Cuyahoga Falls 1 | 62658 | P006 | City of Cuyahoga Falls - (OH) | Petroleum Liquids | 41.1418 | -81.4745 | 1.5
2025-09 | PJM | Hecate Energy Highland LLC | 62670 | HIGHL | Hecate Energy Highland LLC | Solar Photovoltaic | 39.0835 | -83.8098 | 300
2025-09 | CISO | Equinix Caspian Dr. Fuel Cell | 62671 | EQX1A | 2016 ESA Project Company, LLC | Other Natural Gas | 37.4151 | -122.0521 | 2
2025-09 | CISO | Equinix Caspian Dr. Fuel Cell | 62671 | EQX1B | 2016 ESA Project Company, LLC | Other Natural Gas | 37.4151 | -122.0521 | 2.8
2025-09 | ISNE | Nautilus Goat Island Solar LLC (CSG) | 62672 | GI | Nautilus Solar Solutions | Solar Photovoltaic | 41.9418 | -71.662 | 2.5
2025-09 | CISO | Antelope Expansion 3A | 62673 | ANX3A | AES Distributed Energy | Solar Photovoltaic | 34.7289 | -118.3221 | 15
2025-09 | CISO | Antelope Expansion 3B | 62674 | ANX3B | AES Distributed Energy | Solar Photovoltaic | 34.7202 | -118.3225 | 5
2025-09 | PJM | Skipjack Solar Center | 62675 | SKIPJ | AES Distributed Energy | Solar Photovoltaic | 37.4371 | -77.1587 | 175
2025-09 | MISO | Epic Verona | 62676 | G101 | Epic Hosting, LLC | Petroleum Liquids | 42.9968 | -89.5687 | 2.3
2025-09 | MISO | Epic Verona | 62676 | G102 | Epic Hosting, LLC | Petroleum Liquids | 42.9968 | -89.5687 | 2.3
2025-09 | MISO | Epic Verona | 62676 | G103 | Epic Hosting, LLC | Petroleum Liquids | 42.9968 | -89.5687 | 2.3
2025-09 | MISO | Epic Verona | 62676 | G104 | Epic Hosting, LLC | Petroleum Liquids | 42.9968 | -89.5687 | 2.3
2025-09 | MISO | Epic Verona | 62676 | G105 | Epic Hosting, LLC | Petroleum Liquids | 42.9968 | -89.5687 | 2.3
2025-09 | MISO | Epic Verona | 62676 | G202 | Epic Hosting, LLC | Petroleum Liquids | 42.9968 | -89.5687 | 2.3
2025-09 | MISO | Epic Verona | 62676 | G203 | Epic Hosting, LLC | Petroleum Liquids | 42.9968 | -89.5687 | 2.3
2025-09 | MISO | Epic Verona | 62676 | G204 | Epic Hosting, LLC | Petroleum Liquids | 42.9968 | -89.5687 | 2.3
2025-09 | MISO | Epic Verona | 62676 | G205 | Epic Hosting, LLC | Petroleum Liquids | 42.9968 | -89.5687 | 2.3
2025-09 | MISO | Epic Verona | 62676 | G206 | Epic Hosting, LLC | Petroleum Liquids | 42.9968 | -89.5687 | 2.3
2025-09 | MISO | Epic Verona | 62676 | G207 | Epic Hosting, LLC | Petroleum Liquids | 42.9968 | -89.5687 | 2.3
2025-09 | MISO | Epic Verona | 62676 | G208 | Epic Hosting, LLC | Petroleum Liquids | 42.9968 | -89.5687 | 2.3
2025-09 | MISO | Epic Verona | 62676 | G209 | Epic Hosting, LLC | Petroleum Liquids | 42.9968 | -89.5687 | 2.3
2025-09 | MISO | Epic Verona | 62676 | G210 | Epic Hosting, LLC | Petroleum Liquids | 42.9968 | -89.5687 | 2.3
2025-09 | MISO | Epic Verona | 62676 | G211 | Epic Hosting, LLC | Petroleum Liquids | 42.9968 | -89.5687 | 2.3
2025-09 | MISO | Epic Verona | 62676 | G301 | Epic Hosting, LLC | Petroleum Liquids | 42.9968 | -89.5687 | 2.3
2025-09 | MISO | Epic Verona | 62676 | G302 | Epic Hosting, LLC | Petroleum Liquids | 42.9968 | -89.5687 | 2.3
2025-09 | MISO | Epic Verona | 62676 | G303 | Epic Hosting, LLC | Petroleum Liquids | 42.9968 | -89.5687 | 2.3
2025-09 | MISO | Epic Verona | 62676 | G304 | Epic Hosting, LLC | Petroleum Liquids | 42.9968 | -89.5687 | 2.3
2025-09 | MISO | Epic Verona | 62676 | PV | Epic Hosting, LLC | Solar Photovoltaic | 42.9968 | -89.5687 | 2.7
2025-09 | MISO | IKEA Canton Rooftop PV System | 62677 | 26A | IKEA Property Inc | Solar Photovoltaic | 42.3235 | -83.4289 | 0.8
2025-09 | MISO | IKEA Canton Rooftop PV System | 62677 | 26B | IKEA Property Inc | Solar Photovoltaic | 42.3235 | -83.4289 | 0.2
2025-09 | PJM | Garfield Solar | 62680 | GARFE | NJR Clean Energy Ventures Corporation | Solar Photovoltaic | 40.8886 | -74.1222 | 0.4
2025-09 | PJM | Garfield Solar | 62680 | GARFN | NJR Clean Energy Ventures Corporation | Solar Photovoltaic | 40.8886 | -74.1222 | 0.8
2025-09 | PJM | Garfield Solar | 62680 | GARFS | NJR Clean Energy Ventures Corporation | Solar Photovoltaic | 40.8886 | -74.1222 | 1.4
2025-09 | PJM | Garfield Solar | 62680 | GARMS | NJR Clean Energy Ventures Corporation | Solar Photovoltaic | 40.8886 | -74.1222 | 1.6
2025-09 | MISO | CED Champaign Solar LLC | 62681 | CSIL | RWE Clean Energy | Solar Photovoltaic | 40.1383 | -88.2912 | 1.6
2025-09 | SWPP | Noland Wastewater Treatment Plant Hybrid | 62682 | FAYE1 | Today's Power, Inc. | Solar Photovoltaic | 36.0823 | -94.0671 | 5
2025-09 | SWPP | Noland Wastewater Treatment Plant Hybrid | 62682 | FAYEB | Today's Power, Inc. | Batteries | 36.0823 | -94.0671 | 6
2025-09 | SWPP | Westside Wastewater Treatment Plant Hybr | 62683 | FAYW1 | Today's Power, Inc. | Solar Photovoltaic | 36.0414 | -94.1401 | 5
2025-09 | SWPP | Westside Wastewater Treatment Plant Hybr | 62683 | FAYWB | Today's Power, Inc. | Batteries | 36.0414 | -94.1401 | 6
2025-09 | PJM | TPE Pennsylvania Solar 1, LLC | 62686 | PABOE | Cardinal Renewables | Solar Photovoltaic | 40.1985 | -76.1616 | 3.6
2025-09 | CISO | American Canyon Solar | 62687 | RPNPA | RP Napa Solar 1, LLC | Solar Photovoltaic | 38.1609 | -122.214 | 1
2025-09 | CISO | American Canyon Solar | 62687 | RPNPB | RP Napa Solar 1, LLC | Solar Photovoltaic | 38.1609 | -122.214 | 1
2025-09 | CISO | American Canyon Solar | 62687 | RPNPC | RP Napa Solar 1, LLC | Solar Photovoltaic | 38.1609 | -122.214 | 1
2025-09 | CISO | Malech Solar Farm | 62688 | MFARM | County of Santa Clara (CA) | Solar Photovoltaic | 37.2287 | -121.7386 | 3.1
2025-09 | CISO | Hellyer Solar Farm | 62689 | HFARM | County of Santa Clara (CA) | Solar Photovoltaic | 37.287 | -121.8151 | 2.2
2025-09 | CISO | Guadalupe Solar Farm | 62690 | GFARM | County of Santa Clara (CA) | Solar Photovoltaic | 37.269 | -121.8611 | 1.7
2025-09 | PJM | Shiloh Hwy Solar | 62691 | PGR05 | Shiloh Hwy 1108 Solar, LLC | Solar Photovoltaic | 36.27 | -76.033 | 5
2025-09 | PJM | Sandy Solar | 62692 | PGR04 | Sandy Solar, LLC | Solar Photovoltaic | 36.33 | -76.058 | 5
2025-09 | PJM | Chowan Jehu Solar | 62693 | PGR03 | Chowan Jehu Road Solar, LLC | Solar Photovoltaic | 36.2838 | -76.6023 | 5
2025-09 | ISNE | CED Northampton Solar LLC Hybrid | 62695 | NSES | RWE Clean Energy | Batteries | 42.3057 | -72.7106 | 2.3
2025-09 | ISNE | CED Northampton Solar LLC Hybrid | 62695 | NSMA | RWE Clean Energy | Solar Photovoltaic | 42.3057 | -72.7106 | 4.3
2025-09 | MISO | FastSun 2 CSG | 62696 | FS2 | Altus Power America Management, LLC | Solar Photovoltaic | 44.5317 | -92.9792 | 1
2025-09 | CISO | Mission College Blvd. Fuel Cell | 62697 | NTL3A | 2016 ESA Project Company, LLC | Other Natural Gas | 37.3863 | -121.9624 | 2.4
2025-09 | CISO | Mission College Blvd. Fuel Cell | 62697 | NTL3B | 2016 ESA Project Company, LLC | Other Natural Gas | 37.3863 | -121.9624 | 2.6
2025-09 | CISO | Kaiser East La Palma Ave. Fuel Cell | 62698 | KR059 | 2016 ESA Project Company, LLC | Other Natural Gas | 33.851 | -117.8453 | 2.2
2025-09 | CISO | Kaiser Deer Valley Rd. Fuel Cell | 62699 | KSR24 | 2016 ESA Project Company, LLC | Other Natural Gas | 37.9517 | -121.7718 | 1.4
2025-09 | CISO | Kaiser Owens Dr. Fuel Cell | 62700 | KSR23 | 2016 ESA Project Company, LLC | Other Natural Gas | 37.6992 | -121.8942 | 1
2025-09 | CISO | Kaiser Napa Valley Corporate Dr Fuel Cel | 62701 | KS18A | 2016 ESA Project Company, LLC | Other Natural Gas | 38.2548 | -122.273 | 2.5
2025-09 | CISO | Kaiser Napa Valley Corporate Dr Fuel Cel | 62701 | KS18B | 2016 ESA Project Company, LLC | Other Natural Gas | 38.2548 | -122.273 | 2.3
2025-09 | CISO | Equinix Great Oaks Blvd. Fuel Cell | 62702 | EQ14A | 2016 ESA Project Company, LLC | Other Natural Gas | 37.241 | -121.7826 | 2.4
2025-09 | CISO | Equinix Great Oaks Blvd. Fuel Cell | 62702 | EQ14B | 2016 ESA Project Company, LLC | Other Natural Gas | 37.241 | -121.7826 | 2.1
2025-09 | CISO | Equinix Lundy Ave. Fuel Cell | 62703 | EQ13A | 2016 ESA Project Company, LLC | Other Natural Gas | 37.3885 | -121.889 | 1.8
2025-09 | CISO | Equinix Lundy Ave. Fuel Cell | 62703 | EQ13B | 2016 ESA Project Company, LLC | Other Natural Gas | 37.3885 | -121.889 | 2
2025-09 | CISO | Equinix Lundy Ave. Fuel Cell | 62703 | EQX05 | 2016 ESA Project Company, LLC | Other Natural Gas | 37.3885 | -121.889 | 1.1
2025-09 | CISO | Equinix Douglas St. Fuel Cell | 62704 | EQX09 | 2016 ESA Project Company, LLC | Other Natural Gas | 33.9212 | -118.3845 | 1
2025-09 | CISO | Equinix Douglas St. Fuel Cell | 62704 | EQX95 | 2016 ESA Project Company, LLC | Other Natural Gas | 33.9212 | -118.3845 | 1
2025-09 | CISO | Equinix Maple Ave. Fuel Cell | 62705 | EQX08 | 2016 ESA Project Company, LLC | Other Natural Gas | 33.9254 | -118.3946 | 2
2025-09 | MISO | Helen Solar CSG | 62706 | SC | Altus Power America Management, LLC | Solar Photovoltaic | 44.7894 | -94.06 | 4
2025-09 | MISO | Walcott Solar CSG | 62707 | SC | Altus Power America Management, LLC | Solar Photovoltaic | 44.2352 | -93.275 | 4
2025-09 | MISO | Northfield Solar CSG | 62708 | SC | Altus Power America Management, LLC | Solar Photovoltaic | 44.4171 | -93.1531 | 5
2025-09 | MISO | Warsaw Solar CSG | 62709 | SC | Altus Power America Management, LLC | Solar Photovoltaic | 44.2255 | -93.3995 | 2
2025-09 | PJM | Nationals | 62710 | SO435 | Terraform Arcadia | Solar Photovoltaic | 38.8742 | -77.0067 | 1
2025-09 | SWPP | Plum Creek Wind Project (NE) | 62711 | PLUM | Plum Creek Wind, LLC | Onshore Wind Turbine | 42.1616 | -97.2038 | 230
2025-09 | PJM | Burlington Coat Factory Solar | 62712 | BCF | DG Northeast Solar II, LLC | Solar Photovoltaic | 40.0928 | -74.8077 | 2.6
2025-09 | PJM | DSM Nutritional Products Solar | 62713 | DSM | DG Northeast Solar II, LLC | Solar Photovoltaic | 40.8368 | -75.0655 | 10
2025-09 | ERCO | Wildcat Creek Wind Farm LLC | 62715 | WCCWF | Wildcat Creek Wind Farm LLC | Onshore Wind Turbine | 33.5491 | -97.3296 | 175.3
2025-09 | PJM | Chester Woods Point Solar, LLC CSG | 62720 | 5540 | Chester Woods Point Solar, LLC | Solar Photovoltaic | 38.9484 | -76.3004 | 2
2025-09 | NYIS | Steel Sun 2: 2303-III-9 Hamburg Tpke | 62721 | SS29 | CleanCapital Holdings | Solar Photovoltaic | 42.8185 | -78.8554 | 2
2025-09 | NYIS | Steel Sun 2: 2303-III-4 Hamburg Tpke | 62722 | SS24 | CleanCapital Holdings | Solar Photovoltaic | 42.8111 | -78.8542 | 2
2025-09 | NYIS | Steel Sun 2: 2303-III-2 Hamburg Tpke | 62723 | SS22 | CleanCapital Holdings | Solar Photovoltaic | 42.809 | -78.8534 | 2
2025-09 | NYIS | Homer Street West | 62724 | HSW | CleanCapital Holdings | Solar Photovoltaic | 42.0981 | -78.4423 | 1.6
2025-09 | NYIS | Homer Street East | 62725 | HSE | CleanCapital Holdings | Solar Photovoltaic | 42.0993 | -78.441 | 1.6
2025-09 | ISNE | MHG Wallingford | 62728 | X0041 | Standard Solar | Solar Photovoltaic | 43.4769 | -72.9827 | 2.2
2025-09 | PJM | Desper Solar | 62730 | 1 | Dominion Renewable Energy | Solar Photovoltaic | 38.0157 | -78.0431 | 88.2
2025-09 | MISO | Middleton Airport Solar | 62731 | 1 | Madison Gas & Electric Co | Solar Photovoltaic | 43.1163 | -89.5324 | 5.6
2025-09 | CISO | Solar Star Palo Alto I, LLC | 62732 | SSPAI | DG 1 Acquisition Co., LLC | Solar Photovoltaic | 37.411 | -122.1489 | 1.3
2025-09 | NYIS | East Hampton Energy Storage Center | 62733 | BEH | East Hampton Energy Storage Center, LLC | Batteries | 40.9618 | -72.2099 | 5
2025-09 | NYIS | Montauk Energy Storage Center | 62734 | BME | Montauk Energy Storage Center, LLC | Batteries | 41.0399 | -71.9644 | 5
2025-09 | MISO | Phoenix Solar South Farms LLC Solar Farm | 62735 | M1358 | Phoenix Solar South Farms LLC | Solar Photovoltaic | 40.0817 | -88.2445 | 4.7
2025-09 | NYIS | Harbec Energy | 62736 | 850KW | Harbec Energy | Onshore Wind Turbine | 43.2273 | -77.3641 | 0.9
2025-09 | NYIS | Harbec Energy | 62736 | CPH | Harbec Energy | Natural Gas Fired Combustion Turbine | 43.2273 | -77.3641 | 0.5
2025-09 | NYIS | West Valley West | 62737 | WVW | BQ Energy LLC | Solar Photovoltaic | 42.4429 | -78.6321 | 5
2025-09 | NYIS | West Valley East | 62738 | WVE | BQ Energy LLC | Solar Photovoltaic | 42.4436 | -78.6321 | 5
2025-09 | PJM | KDC Solar ASGM | 62739 | ARDAH | CleanCapital Holdings | Solar Photovoltaic | 39.4097 | -75.2185 | 3.8
2025-09 | MISO | MSC-Empire01, LLC | 62740 | 52784 | MSC-Empire01, LLC | Solar Photovoltaic | 44.6741 | -93.1163 | 1
2025-09 | PJM | Mount Joy Wire | 62741 | CHP | Mount Joy Wire Corp | Natural Gas Internal Combustion Engine | 40.1085 | -76.4767 | 1.1
2025-09 | MISO | Arcadia Solar | 62744 | A1 | Green Street Power Partners | Solar Photovoltaic | 44.2434 | -91.4582 | 5
2025-09 | PJM | KDC Solar CSCP LLC | 62746 | CSCP | CleanCapital Holdings | Solar Photovoltaic | 40.2378 | -74.3144 | 3.4
2025-09 | PJM | Matilda Hamilton Fee Hydroelectric Stati | 62747 | 1 | Lock 12 Hydro Partners, LLC | Conventional Hydroelectric | 37.6775 | -83.9486 | 0.5
2025-09 | PJM | Matilda Hamilton Fee Hydroelectric Stati | 62747 | 2 | Lock 12 Hydro Partners, LLC | Conventional Hydroelectric | 37.6775 | -83.9486 | 0.5
2025-09 | PJM | Matilda Hamilton Fee Hydroelectric Stati | 62747 | 3 | Lock 12 Hydro Partners, LLC | Conventional Hydroelectric | 37.6775 | -83.9486 | 0.5
2025-09 | PJM | Matilda Hamilton Fee Hydroelectric Stati | 62747 | 4 | Lock 12 Hydro Partners, LLC | Conventional Hydroelectric | 37.6775 | -83.9486 | 0.5
2025-09 | PJM | Matilda Hamilton Fee Hydroelectric Stati | 62747 | 5 | Lock 12 Hydro Partners, LLC | Conventional Hydroelectric | 37.6775 | -83.9486 | 0.5
2025-09 | PJM | LafargeHolcim - Paulding Wind Project | 62752 | L1 | OEE XXVIII LLC | Onshore Wind Turbine | 41.1924 | -84.6126 | 1.5
2025-09 | PJM | LafargeHolcim - Paulding Wind Project | 62752 | L2 | OEE XXVIII LLC | Onshore Wind Turbine | 41.1924 | -84.6126 | 1.5
2025-09 | PJM | LafargeHolcim - Paulding Wind Project | 62752 | L3 | OEE XXVIII LLC | Onshore Wind Turbine | 41.1924 | -84.6126 | 1.5
2025-09 | ERCO | Prospect Storage | 62753 | BESS | GlidePath Power Operations LLC | Batteries | 29.1492 | -95.6511 | 9.9
2025-09 | CISO | San Diego International Airport BESS | 62754 | BA | ENGIE Storage Services NA LLC | Batteries | 32.7338 | -117.1933 | 2
2025-09 | ERCO | Prospero Solar | 62755 | PROSP | Prospero Energy Project, LLC (Longroad) | Solar Photovoltaic | 32.2879 | -102.8404 | 300
2025-09 | ISNE | Bridgewater Complex Co-Generation Plant | 62757 | CG1 | Massachusetts Department of Correction | Natural Gas Fired Combustion Turbine | 41.9318 | -70.9584 | 1.5
2025-09 | PJM | Meherrin Solar | 62758 | MEHER | Dominion Renewable Energy | Solar Photovoltaic | 36.59 | -77.65 | 59.6
2025-09 | NYIS | Greenville CSG | 62759 | GV | Altus Power America Management, LLC | Solar Photovoltaic | 41.356 | -74.622 | 2
2025-09 | ISNE | Hopkinton CSG | 62760 | WT | Altus Power America Management, LLC | Solar Photovoltaic | 42.2035 | -71.5315 | 2
2025-09 | NYIS | Chester CSG | 62761 | CH | Altus Power America Management, LLC | Solar Photovoltaic | 41.339 | -74.288 | 2
2025-09 | ERCO | NASA Johnson Space Center CHP | 62762 | CTG-1 | Energy Systems Group LLC | Natural Gas Fired Combustion Turbine | 29.5624 | -95.0893 | 5.6
2025-09 | ERCO | NASA Johnson Space Center CHP | 62762 | CTG-2 | Energy Systems Group LLC | Natural Gas Fired Combustion Turbine | 29.5624 | -95.0893 | 5.6
2025-09 | ISNE | Carver CSG | 62763 | CR | Altus Power America Management, LLC | Solar Photovoltaic | 41.906 | -70.8105 | 2
2025-09 | ISNE | Westtown CSG | 62764 | WT | Altus Power America Management, LLC | Solar Photovoltaic | 41.345 | -74.561 | 2
2025-09 | ERCO | El Campo Wind | 62765 | CAMPO | El Campo Wind, LLC (Longroad) | Onshore Wind Turbine | 33.7322 | -99.7264 | 242.8
2025-09 | MISO | Scottsburg Solar Park | 62766 | SCCOT | Indiana Municipal Power Agency | Solar Photovoltaic | 38.662 | -85.7855 | 7.1
2025-09 | MISO | Gas City Solar Park | 62767 | SGASC | Indiana Municipal Power Agency | Solar Photovoltaic | 40.4812 | -85.5703 | 2.5
2025-09 | PJM | Piney Creek Solar | 62768 | PCSOL | Dominion Energy Inc. | Solar Photovoltaic | 36.8186 | -78.7719 | 80
2025-09 | MISO | Columbia City Solar Park | 62769 | SCOLU | Indiana Municipal Power Agency | Solar Photovoltaic | 41.1755 | -85.5053 | 4.3
2025-09 | PJM | Richmond Solar Park 3 | 62770 | SRIC3 | Indiana Municipal Power Agency | Solar Photovoltaic | 39.839 | -84.8256 | 6.5
2025-09 | ISNE | Dry Bridge Solar (Brown University) | 62771 | DBS1 | MN8 Energy LLC | Solar Photovoltaic | 41.5574 | -71.5073 | 10
2025-09 | ISNE | Dry Bridge Solar (Brown University) | 62771 | DBS2 | MN8 Energy LLC | Solar Photovoltaic | 41.5574 | -71.5073 | 10
2025-09 | ISNE | Dry Bridge Solar (Brown University) | 62771 | DBS3 | MN8 Energy LLC | Solar Photovoltaic | 41.5574 | -71.5073 | 10
2025-09 | ISNE | Dry Bridge Solar (Brown University) | 62771 | DBS4 | MN8 Energy LLC | Solar Photovoltaic | 41.5574 | -71.5073 | 10
2025-09 | ERCO | Coniglio Solar | 62772 | BTCON | BT Coniglio Solar LLC | Solar Photovoltaic | 33.4045 | -96.0825 | 123.6
2025-09 | ERCO | BT Cooke Solar, LLC | 62773 | BTCOO | Adapture Renewables, Inc. | Solar Photovoltaic | 33.5493 | -97.1798 | 59
2025-09 | ERCO | Kellam Solar | 62774 | BTKEL | Kellam Solar, LLC | Solar Photovoltaic | 32.4744 | -95.7156 | 59
2025-09 | MISO | Crawfordsville Solar Park 4 | 62776 | SCRA4 | Indiana Municipal Power Agency | Solar Photovoltaic | 40.0497 | -86.8808 | 2.3
2025-09 | NYIS | Ulster County Solar | 62777 | ULSTE | Madison Energy Investments LLC | Solar Photovoltaic | 41.9619 | -73.9812 | 1.4
2025-09 | MISO | Novel Martin Solar One LLC (McLeod) CSG | 62779 | MART | REA Investments, LLC | Solar Photovoltaic | 44.9029 | -94.0286 | 1
2025-09 | PJM | Rappahannock Solar, LLC | 62780 | 100 | Rappahannock Solar, LLC | Solar Photovoltaic | 37.657 | -76.3832 | 1.5
2025-09 | ISNE | 10 Briggs Solar NG, LLC (East) | 62781 | 02818 | NuGen Capital Management | Solar Photovoltaic | 41.6327 | -71.4963 | 5
2025-09 | ERCO | Blackjack Creek Wind Farm | 62783 | BLKJK | RWE Clean Energy | Onshore Wind Turbine | 28.2078 | -97.5227 | 239.6
2025-09 | NYIS | Franklin Solar Site | 62784 | FRANK | Madison Energy Investments LLC | Solar Photovoltaic | 44.8683 | -74.3065 | 1.6
2025-09 | NYIS | Malone Solar Site | 62785 | MALON | Madison Energy Investments LLC | Solar Photovoltaic | 44.8709 | -74.3072 | 1.1
2025-09 | NYIS | Sugarhill Road - Solitude Solar CSG | 62788 | X0040 | Standard Solar | Solar Photovoltaic | 42.8226 | -73.8485 | 4.7
2025-09 | MISO | Tell City Solar Park | 62790 | STEL2 | Indiana Municipal Power Agency | Solar Photovoltaic | 37.9659 | -86.7373 | 3.2
2025-09 | PJM | Richmond Solar Park 4 | 62791 | SRIC4 | Indiana Municipal Power Agency | Solar Photovoltaic | 39.8629 | -84.9297 | 7.1
2025-09 | PJM | DG AMP Solar Piqua Manier | 62792 | AMPPM | DG AMP Solar, LLC | Solar Photovoltaic | 40.1304 | -84.2554 | 12.6
2025-09 | MISO | Crawfordsville 5 Solar Park | 62793 | SCRA5 | Indiana Municipal Power Agency | Solar Photovoltaic | 40.0177 | -86.8599 | 9.8
2025-09 | PJM | Centerville Solar Park | 62794 | SCENT | Indiana Municipal Power Agency | Solar Photovoltaic | 39.8285 | -85.0038 | 1.1
2025-09 | MISO | Ida Grove II | 62795 | 1 | MidAmerican Energy Co | Onshore Wind Turbine | 42.3269 | -95.4588 | 201
2025-09 | PJM | Fern Solar LLC | 62798 | FERN | Fern Solar LLC | Solar Photovoltaic | 36.0033 | -77.6964 | 100
2025-09 | MISO | Winona Solar | 62799 | WIN | Winona Solar I LLC | Solar Photovoltaic | 44.1241 | -91.901 | 1
2025-09 | MISO | Wabasha Solar | 62800 | WAB | Wabasha Solar LLC | Solar Photovoltaic | 44.3631 | -92.0217 | 1
2025-09 | CISO | Vallecito | 62801 | ORN34 | Viridity Energy Solutions, Inc. | Batteries | 34.4071 | -119.5115 | 10
2025-09 | ERCO | Greasewood Solar | 62804 | GREA1 | Concho Bluff LLC | Solar Photovoltaic | 31.031 | -102.4882 | 255
2025-09 | CISO | Shelter Creek Condominiums Solar | 62806 | SCC01 | Vista Solar, Inc. | Solar Photovoltaic | 37.6191 | -122.4289 | 1.9
2025-09 | ERCO | BMP Wind (TX) | 62809 | BMP | BMP Wind LLC | Onshore Wind Turbine | 32.2894 | -99.2916 | 340
2025-09 | NYIS | RIT Henrietta Solar 1, LLC | 62810 | 13500 | SolRiver Capital LLC | Solar Photovoltaic | 43.0762 | -77.6672 | 1.6
2025-09 | PJM | Grasshopper Solar | 62813 | GRHS | Dominion Energy Inc. | Solar Photovoltaic | 36.85 | -78.45 | 80
2025-09 | PJM | Sadler Solar | 62814 | SADL | Dominion Energy Inc. | Solar Photovoltaic | 36.6867 | -77.558 | 100
2025-09 | MISO | Fairbanks Wind Park | 62815 | GNWF1 | DTE Electric Company | Onshore Wind Turbine | 45.6836 | -86.6457 | 72.8
2025-09 | ISNE | GSPP Devens, LLC | 62824 | DEVEN | Green Street Power Partners | Solar Photovoltaic | 42.5442 | -71.586 | 2.2
2025-09 | ISNE | GSPP Terrawatt Westfield LLC CSG | 62825 | WESTF | Green Street Power Partners | Solar Photovoltaic | 42.1775 | -72.727 | 3.6
2025-09 | ISNE | GSPP Raynham TMLP, LLC CSG | 62826 | RAYN | Green Street Power Partners | Solar Photovoltaic | 41.9304 | -71.0604 | 2.3
2025-09 | ISNE | Ajax Solar, LLC (MA) | 62827 | AJAXS | Green Street Power Partners | Solar Photovoltaic | 42.0189 | -71.0586 | 3.8
2025-09 | MISO | GSPP Held LLC CSG | 62829 | HELDM | Green Street Power Partners | Solar Photovoltaic | 45.5268 | -94.2847 | 3
2025-09 | MISO | GSPP Imholte CSG | 62830 | IMHOL | Green Street Power Partners | Solar Photovoltaic | 45.5579 | -94.1632 | 1
2025-09 | NYIS | Hickory Grove #1 | 62831 | 25 | Altus Power America Management, LLC | Solar Photovoltaic | 42.1868 | -76.8451 | 2
2025-09 | NYIS | Hickory Grove #2 | 62832 | 309 | Altus Power America Management, LLC | Solar Photovoltaic | 42.186 | -76.845 | 1.7
2025-09 | SWPP | Hastings Community Solar Farm | 62833 | PV | City of Hastings - (NE) | Solar Photovoltaic | 40.602 | -98.437 | 1.5
2025-09 | NYIS | Podunk Road CSG | 62834 | 871 | Altus Power America Management, LLC | Solar Photovoltaic | 42.4681 | -76.6529 | 2.2
2025-09 | ERCO | Maryneal Windpower | 62836 | MNW | Duke Energy Renewables Services | Onshore Wind Turbine | 32.1994 | -100.4919 | 182.4
2025-09 | SWPP | Frontier Windpower II | 62837 | FW2 | Duke Energy Renewables Services | Onshore Wind Turbine | 36.8248 | -97.0298 | 351.8
2025-09 | NYIS | 98th Street Battery Storage Station | 62839 | ESS98 | Consolidated Edison Co-NY Inc | Batteries | 40.6791 | -73.8402 | 2
2025-09 | ISNE | Nextsun Energy Littleton | 62842 | 1-003 | Greenbacker Renewable Energy Corporation | Solar Photovoltaic | 42.5515 | -71.5102 | 3.8
2025-09 | NYIS | Garnet Solar (NY) | 62843 | PV1 | Onsite Partners, LLC | Solar Photovoltaic | 43.7239 | -74.0624 | 1.9
2025-09 | ISNE | Cranberry Point Energy Storage | 62844 | NA | Cranberry Point Energy Storage LLC | Batteries | 41.8967 | -70.7871 | 150
2025-09 | ERCO | ENGIE Long Draw Solar LLC | 62845 | SP1 | Engie North America | Solar Photovoltaic | 32.7414 | -101.6218 | 225
2025-09 | MISO | Fennimore Solar | 62847 | FEN6 | Green Street Power Partners | Solar Photovoltaic | 42.971 | -90.662 | 3
2025-09 | MISO | New Lisbon Solar | 62848 | NEW9 | Green Street Power Partners | Solar Photovoltaic | 43.883 | -90.136 | 2.5
2025-09 | MISO | Cumberland Solar | 62849 | CUM4 | Green Street Power Partners | Solar Photovoltaic | 45.511 | -92.025 | 2.5
2025-09 | ERCO | Maverick Creek Wind | 62853 | MVRCK | Algonquin Power Co | Onshore Wind Turbine | 31.2625 | -99.844 | 491.6
2025-09 | MISO | St. James Solar (LA) | 62854 | SJS | St. James Solar, LLC | Solar Photovoltaic | 29.9734 | -90.7335 | 20
2025-09 | ERCO | West Raymond Wind Farm LLC | 62855 | WRAYM | RWE Clean Energy | Onshore Wind Turbine | 26.3767 | -97.993 | 239.8
2025-09 | ISNE | RoxWind | 62857 | WIND1 | RoxWind LLC | Onshore Wind Turbine | 44.6148 | -70.6176 | 15.3
2025-09 | MISO | Cashton Solar | 62858 | CAS3 | Green Street Power Partners | Solar Photovoltaic | 43.737 | -90.805 | 2
2025-09 | ISNE | Coventry Clean Energy Corporation | 62859 | COV-1 | Washington Electric Coop - (VT) | Landfill Gas | 44.9087 | -72.2214 | 1.6
2025-09 | ISNE | Coventry Clean Energy Corporation | 62859 | COV-2 | Washington Electric Coop - (VT) | Landfill Gas | 44.9087 | -72.2214 | 1.6
2025-09 | ISNE | Coventry Clean Energy Corporation | 62859 | COV-3 | Washington Electric Coop - (VT) | Landfill Gas | 44.9087 | -72.2214 | 1.6
2025-09 | ISNE | Coventry Clean Energy Corporation | 62859 | COV-4 | Washington Electric Coop - (VT) | Landfill Gas | 44.9087 | -72.2214 | 1.6
2025-09 | ISNE | Coventry Clean Energy Corporation | 62859 | COV-5 | Washington Electric Coop - (VT) | Landfill Gas | 44.9087 | -72.2214 | 1.6
2025-09 | NYIS | Chambers Road Solar | 62860 | 263 | Altus Power America Management, LLC | Solar Photovoltaic | 42.1874 | -76.8944 | 4
2025-09 | MISO | Forest City Solar | 62861 | FOR7 | Green Street Power Partners | Solar Photovoltaic | 43.276 | -93.629 | 3
2025-09 | MISO | Nabb Battery Energy Storage System | 62862 | ES1 | Duke Energy Indiana, LLC | Batteries | 38.5019 | -85.6946 | 5
2025-09 | MISO | Elroy Solar | 62868 | ELR5 | Green Street Power Partners | Solar Photovoltaic | 43.732 | -90.025 | 1.5
2025-09 | MISO | St. Charles Solar | 62869 | STC10 | Green Street Power Partners | Solar Photovoltaic | 43.976 | -92.032 | 2
2025-09 | ISNE | Gardner - Otter River Road | 62870 | 79711 | Otter River Road Solar LLC | Solar Photovoltaic | 42.603 | -72.0392 | 2.5
2025-09 | SWPP | Boiling Springs Wind Farm | 62871 | BGSPS | RWE Clean Energy | Onshore Wind Turbine | 36.5465 | -99.3576 | 148.4
2025-09 | CISO | Acorn I Energy Storage LLC | 62874 | ACOR1 | Acorn I Energy Storage LLC | Batteries | 34.1965 | -118.9319 | 2
2025-09 | CISO | Wildcat I Energy Storage LLC | 62875 | WILD1 | Wildcat I Energy Storage LLC | Batteries | 33.808 | -116.4898 | 3
2025-09 | PJM | Amazon Maryland DCA1 | 62876 | DCA1 | Westbound Solar LLC | Solar Photovoltaic | 39.2226 | -76.469 | 1.3
2025-09 | CISO | Hecate Energy Johanna Facility | 62889 | HEGJF | Hecate Energy Johanna Facility LLC | Batteries | 33.7147 | -117.8531 | 10
2025-09 | CISO | Hecate Energy Johanna Facility | 62889 | HJFII | Hecate Energy Johanna Facility LLC | Batteries | 33.7147 | -117.8531 | 10
2025-09 | ISNE | GSPP Boxborough Littleton (MA) | 62890 | BOXBR | GSPP Boxborough Littleton, LLC | Solar Photovoltaic | 42.4856 | -71.5409 | 4
2025-09 | MISO | Rosewater Wind Farm | 62891 | ROSEW | Rosewater Wind Farm LLC | Onshore Wind Turbine | 40.7709 | -86.875 | 102
2025-09 | MISO | Prairie Wolf Solar LLC | 62893 | PWOLF | Geronimo Power | Solar Photovoltaic | 39.5446 | -87.972 | 200
2025-09 | ISNE | Holiday Hill Community Wind | 62897 | HHCW1 | Greenbacker Renewable Energy Corporation | Onshore Wind Turbine | 42.2125 | -72.8713 | 5
2025-09 | ISNE | Town of Burrillville Solar CSG | 62898 | X0042 | Standard Solar | Solar Photovoltaic | 41.9542 | -71.6612 | 3.3
2025-09 | PJM | Phoenix Contact - CCHP Plant | 62901 | CCHP | Phoenix Contact Services, Inc | Natural Gas Fired Combustion Turbine | 40.2294 | -76.7501 | 1
2025-09 | CISO | Windsor Floating Solar | 62902 | WUS15 | CA ODEVI LLC | Solar Photovoltaic | 38.5392 | -122.8151 | 1.5
2025-09 | PJM | NorthPark Solar | 62903 | NPSP1 | Altus Power America Management, LLC | Solar Photovoltaic | 40.2577 | -74.442 | 6.1
2025-09 | PJM | NorthPark Solar | 62903 | NPSP2 | Altus Power America Management, LLC | Solar Photovoltaic | 40.2577 | -74.442 | 4.5
2025-09 | PJM | Milhurst Solar | 62904 | NPSMH | Altus Power America Management, LLC | Solar Photovoltaic | 40.255 | -74.3808 | 1.3
2025-09 | PJM | Day Four Solar LLC | 62905 | DAY04 | Altus Power America Management, LLC | Solar Photovoltaic | 40.053 | -74.556 | 4.5
2025-09 | PJM | Augusta Solar Farm | 62906 | AUGSF | Altus Power America Management, LLC | Solar Photovoltaic | 41.1 | -74.731 | 2.9
2025-09 | ISNE | Hinesburg | 62907 | VEC | Viridity Energy Solutions, Inc. | Batteries | 44.3612 | -73.0708 | 1.9
2025-09 | MISO | Anoka BESS | 62908 | BA | Gopher Energy Storage, LLC | Batteries | 45.32 | -93.48 | 6
2025-09 | ERCO | Raymond Wind Farm, LLC | 62909 | ERAYM | RWE Clean Energy | Onshore Wind Turbine | 26.3642 | -97.7804 | 200.2
2025-09 | PJM | MNCPPC Germantown Solar | 62910 | X0008 | Standard Solar | Solar Photovoltaic | 39.149 | -77.3179 | 1
2025-09 | ISNE | Kearsarge Gill | 62911 | GILL | Kearsarge Gill LLC | Solar Photovoltaic | 42.6711 | -72.4775 | 2
2025-09 | PJM | Solar Hagerstown | 62912 | 137 | Greenbacker Renewable Energy Corporation | Solar Photovoltaic | 39.6491 | -77.6784 | 10
2025-09 | PJM | Notre Dame Hydro | 62918 | HYD1 | University of Notre Dame | Conventional Hydroelectric | 41.676 | -86.2453 | 2.5
2025-09 | PJM | Jackson Generation, LLC | 62926 | 01 | Jackson Generation, LLC | Natural Gas Fired Combined Cycle | 41.4385 | -88.1106 | 644.3
2025-09 | PJM | Jackson Generation, LLC | 62926 | 02 | Jackson Generation, LLC | Natural Gas Fired Combined Cycle | 41.4385 | -88.1106 | 644.3
2025-09 | SWPP | City of Pratt Solar | 62931 | PRATT | Kenyon Energy KS Solar 1 LLC | Solar Photovoltaic | 37.7106 | -98.7209 | 6
2025-09 | ERCO | Oberon IB | 62932 | OBR1B | Oberon Solar IB | Solar Photovoltaic | 31.6924 | -102.6974 | 30
2025-09 | ERCO | Oberon IA | 62933 | OBR1A | Oberon Solar IA | Solar Photovoltaic | 31.7033 | -102.7012 | 150
2025-09 | MISO | Athens BESS | 62937 | BA | Gopher Energy Storage, LLC | Batteries | 45.45 | -93.24 | 6
2025-09 | MISO | Glen Ullin Energy Center | 62938 | 39001 | ALLETE Clean Energy | Onshore Wind Turbine | 46.9641 | -101.8165 | 106.7
2025-09 | PJM | DG AMP Rittman Rd | 62941 | AMPRR | DG AMP Solar, LLC | Solar Photovoltaic | 41.0008 | -81.7507 | 2.6
2025-09 | PJM | DG AMP 1048 Wadsworth | 62942 | A1048 | DG AMP Solar, LLC | Solar Photovoltaic | 41.0128 | -81.7643 | 6.3
2025-09 | MISO | Deuel Harvest Wind Energy LLC | 62943 | GEN1 | Southern Power Co | Onshore Wind Turbine | 44.8636 | -96.5346 | 300
2025-09 | PJM | Timber Road IV | 62944 | TRIV | Paulding Wind Farm IV LLC | Onshore Wind Turbine | 41.121 | -84.751 | 125.1
2025-09 | ERCO | Fighting Jays Solar Project | 62945 | FJSOL | AP Solar 2, LLC | Solar Photovoltaic | 29.3584 | -95.7464 | 227.5
2025-09 | PJM | Dickinson Solar | 62946 | DICK | Madison Energy Investments LLC | Solar Photovoltaic | 40.1976 | -77.2197 | 3
2025-09 | PJM | NASA Wallops Flight Facility Solar | 62948 | CRPT5 | Ameresco Federal Solutions | Solar Photovoltaic | 37.9381 | -75.4736 | 0.1
2025-09 | PJM | NASA Wallops Flight Facility Solar | 62948 | CRPT6 | Ameresco Federal Solutions | Solar Photovoltaic | 37.9381 | -75.4736 | 0.1
2025-09 | PJM | NASA Wallops Flight Facility Solar | 62948 | CRPT7 | Ameresco Federal Solutions | Solar Photovoltaic | 37.9381 | -75.4736 | 0.1
2025-09 | PJM | NASA Wallops Flight Facility Solar | 62948 | TRCK1 | Ameresco Federal Solutions | Solar Photovoltaic | 37.9381 | -75.4736 | 4
2025-09 | PJM | Guernsey Power Station | 62949 | GPS1 | Guernsey Power Station LLC | Natural Gas Fired Combined Cycle | 39.9364 | -81.5354 | 685
2025-09 | PJM | Guernsey Power Station | 62949 | GPS2 | Guernsey Power Station LLC | Natural Gas Fired Combined Cycle | 39.9364 | -81.5354 | 685
2025-09 | PJM | Guernsey Power Station | 62949 | GPS3 | Guernsey Power Station LLC | Natural Gas Fired Combined Cycle | 39.9364 | -81.5354 | 685
2025-09 | PJM | Bluestone Solar | 62950 | BLUE1 | Bluestone Farm Solar, LLC | Solar Photovoltaic | 36.8115 | -78.4839 | 49.9
2025-09 | PJM | Hawtree Solar | 62951 | HAWT1 | Hawtree Creek Farm Solar, LLC | Solar Photovoltaic | 36.533 | -78.105 | 65
2025-09 | ERCO | Griffin Solar | 62953 | 1080 | Sol Systems | Solar Photovoltaic | 31.4741 | -97.1412 | 5
2025-09 | MISO | Badger Hollow I | 62955 | GEN1 | Wisconsin Public Service Corp | Solar Photovoltaic | 42.9456 | -90.3494 | 150
2025-09 | SWPP | Thunderhead Wind Energy LLC | 62956 | GEN1 | Invenergy Services LLC | Onshore Wind Turbine | 42.062 | -98.239 | 300
2025-09 | PJM | DG Iron Mountain | 62957 | IRNMT | DG Edison New Jersey LLC | Solar Photovoltaic | 40.5213 | -74.3474 | 5.4
2025-09 | PJM | DG Infineum | 62958 | INFNM | DG Linden New Jersey LLC | Solar Photovoltaic | 40.6402 | -74.2349 | 2
2025-09 | PJM | Whitehorn Solar | 62959 | WHIT1 | Whitehorn Solar, LLC | Solar Photovoltaic | 36.9314 | -79.3587 | 50
2025-09 | MISO | Novel Brooten Solar CSG | 62961 | BROOT | REA Investments, LLC | Solar Photovoltaic | 45.5126 | -95.1135 | 1
2025-09 | MISO | Novel Reber Solar CSG | 62962 | REBER | REA Investments, LLC | Solar Photovoltaic | 45.6287 | -94.5937 | 1
2025-09 | MISO | Novel Historical Society Solar CSG | 62963 | HIST | REA Investments, LLC | Solar Photovoltaic | 44.7877 | -95.3605 | 1
2025-09 | MISO | Novel Herber Solar CSG | 62966 | HERB | REA Investments, LLC | Solar Photovoltaic | 44.1067 | -91.8873 | 1
2025-09 | MISO | Novel Herickhoff Solar CSG | 62967 | HERIC | REA Investments, LLC | Solar Photovoltaic | 45.8472 | -95.1484 | 1
2025-09 | ISNE | Syncarpha Tewksbury Hybrid CSG | 62968 | SYTKB | Syncarpha Tewksbury, LLC | Batteries | 42.5937 | -71.1775 | 2
2025-09 | ISNE | Syncarpha Tewksbury Hybrid CSG | 62968 | SYTKS | Syncarpha Tewksbury, LLC | Solar Photovoltaic | 42.5937 | -71.1775 | 2.8
2025-09 | ISNE | Syncarpha Puddon I Hybrid CSG | 62969 | SYP1B | Syncarpha Puddon I, LLC | Batteries | 42.1395 | -71.6331 | 4
2025-09 | ISNE | Syncarpha Puddon I Hybrid CSG | 62969 | SYP1S | Syncarpha Puddon I, LLC | Solar Photovoltaic | 42.1395 | -71.6331 | 5
2025-09 | ISNE | Syncarpha Puddon II Hybrid CSG | 62970 | SYP2B | Syncarpha Puddon II, LLC | Batteries | 42.1339 | -71.631 | 4
2025-09 | ISNE | Syncarpha Puddon II Hybrid CSG | 62970 | SYP2S | Syncarpha Puddon II, LLC | Solar Photovoltaic | 42.1339 | -71.631 | 5
2025-09 | ISNE | Syncarpha Westminster Hybrid CSG | 62971 | SYWEB | Syncarpha Westminster, LLC | Batteries | 42.593 | -71.8658 | 2.9
2025-09 | ISNE | Syncarpha Westminster Hybrid CSG | 62971 | SYWES | Syncarpha Westminster, LLC | Solar Photovoltaic | 42.593 | -71.8658 | 4.7
2025-09 | ISNE | Syncarpha Leicester Hybrid CSG | 62972 | SYLEB | Syncarpha Leicester, LLC | Batteries | 42.2543 | -71.8879 | 2
2025-09 | ISNE | Syncarpha Leicester Hybrid CSG | 62972 | SYLES | Syncarpha Leicester, LLC | Solar Photovoltaic | 42.2543 | -71.8879 | 2.6
2025-09 | ISNE | Syncarpha Halifax Hybrid CSG | 62973 | SYHAB | Syncarpha Halifax, LLC | Batteries | 41.9837 | -70.8568 | 1.6
2025-09 | ISNE | Syncarpha Halifax Hybrid CSG | 62973 | SYHAS | Syncarpha Halifax, LLC | Solar Photovoltaic | 41.9837 | -70.8568 | 1.7
2025-09 | ISNE | Syncarpha Millbury Hybrid (CSG) | 62974 | SYMIB | Syncarpha Millbury, LLC | Batteries | 42.1752 | -71.793 | 3.8
2025-09 | ISNE | Syncarpha Millbury Hybrid (CSG) | 62974 | SYMIS | Syncarpha Millbury, LLC | Solar Photovoltaic | 42.1752 | -71.793 | 5
2025-09 | ISNE | Syncarpha Blandford Hybrid CSG | 62975 | SYBLB | Syncarpha Blandford, LLC | Batteries | 42.2131 | -72.9389 | 3.9
2025-09 | ISNE | Syncarpha Blandford Hybrid CSG | 62975 | SYBLS | Syncarpha Blandford, LLC | Solar Photovoltaic | 42.2131 | -72.9389 | 4.9
2025-09 | ISNE | Syncarpha Northampton Hybrid CSG | 62976 | SYNOB | Syncarpha Northampton, LLC | Batteries | 42.2905 | -72.7094 | 2
2025-09 | ISNE | Syncarpha Northampton Hybrid CSG | 62976 | SYNOS | Syncarpha Northampton, LLC | Solar Photovoltaic | 42.2905 | -72.7094 | 3.6
2025-09 | ISNE | Syncarpha Northbridge I Hybrid(CSG) | 62977 | SYN1B | Syncarpha Northbridge I, LLC | Batteries | 42.1124 | -71.6483 | 4
2025-09 | ISNE | Syncarpha Northbridge I Hybrid(CSG) | 62977 | SYN1S | Syncarpha Northbridge I, LLC | Solar Photovoltaic | 42.1124 | -71.6483 | 5
2025-09 | ISNE | Syncarpha Northbridge II Hybrid CSG | 62978 | SYN2B | Syncarpha Northbridge II, LLC | Batteries | 42.1157 | -71.644 | 3
2025-09 | ISNE | Syncarpha Northbridge II Hybrid CSG | 62978 | SYN2S | Syncarpha Northbridge II, LLC | Solar Photovoltaic | 42.1157 | -71.644 | 5
2025-09 | MISO | Novel DeCook Solar CSG | 62979 | DECO | REA Investments, LLC | Solar Photovoltaic | 44.0128 | -92.627 | 1
2025-09 | NYIS | East Pulaski BESS | 62981 | BESS | National Grid | Batteries | 43.5466 | -76.104 | 2
2025-09 | MISO | Novel Schmoll Farms Solar CSG | 62982 | SCHM | REA Investments, LLC | Solar Photovoltaic | 43.97 | -92.86 | 1
2025-09 | MISO | Novel Pederson Solar CSG | 62983 | PED | REA Investments, LLC | Solar Photovoltaic | 45.6263 | -94.0501 | 1
2025-09 | MISO | Novel Jewison Solar CSG | 62984 | JEWI | REA Investments, LLC | Solar Photovoltaic | 44.21 | -93.66 | 1
2025-09 | MISO | Novel Byron Solar CSG | 62985 | BYRN | REA Investments, LLC | Solar Photovoltaic | 44.01 | -92.62 | 1
2025-09 | MISO | Novel Kanewischer Solar CSG | 62986 | KANE | REA Investments, LLC | Solar Photovoltaic | 44.05 | -93.5 | 1
2025-09 | CISO | Grossmont HS Solar Project | 62987 | GHSP | MN8 Energy LLC | Solar Photovoltaic | 32.8165 | -116.9996 | 1.4
2025-09 | PJM | Whitetail Solar 1 | 62989 | PAWT1 | Lightsource Renewable Energy Asset Management, LLC | Solar Photovoltaic | 40.1397 | -77.61 | 13.5
2025-09 | PJM | Whitetail Solar 2 | 62990 | PAWT2 | Lightsource Renewable Energy Asset Management, LLC | Solar Photovoltaic | 39.9042 | -77.8142 | 20
2025-09 | PJM | Whitetail Solar 3 | 62991 | PAWT3 | Lightsource Renewable Energy Asset Management, LLC | Solar Photovoltaic | 39.8782 | -77.7691 | 20
2025-09 | ISNE | Goose Pond Solar | 62992 | GPNOR | LSE Dorado, LLC | Solar Photovoltaic | 42.0077 | -72.7807 | 2
2025-09 | ISNE | Goose Pond Solar | 62992 | GPSOU | LSE Dorado, LLC | Solar Photovoltaic | 42.0077 | -72.7807 | 2
2025-09 | SWPP | Johnson Corner Solar 1 | 62993 | KSJC1 | Lightsource Renewable Energy Asset Management, LLC | Solar Photovoltaic | 37.547 | -101.7992 | 20
2025-09 | NYIS | 25 Ashdown Road Solar, LLC | 62998 | ASHDO | AES Distributed Energy | Solar Photovoltaic | 42.8826 | -73.879 | 4
2025-09 | NYIS | Finchville Solar, LLC Hybrid CSG | 62999 | BESS | AES Distributed Energy | Batteries | 41.4565 | -74.5465 | 3
2025-09 | NYIS | Finchville Solar, LLC Hybrid CSG | 62999 | FINCH | AES Distributed Energy | Solar Photovoltaic | 41.4565 | -74.5465 | 5
2025-09 | NYIS | RT 52 Walden Solar 1, LLC Hybrid | 63000 | BESS | AES Distributed Energy | Batteries | 41.5841 | -74.2163 | 4
2025-09 | NYIS | RT 52 Walden Solar 1, LLC Hybrid | 63000 | WALDN | AES Distributed Energy | Solar Photovoltaic | 41.5841 | -74.2163 | 5
2025-09 | PJM | Midland Wind | 63003 | 1 | Avangrid Power LLC | Onshore Wind Turbine | 41.2692 | -89.995 | 105.5
2025-09 | MISO | Novel Bartel Solar CSG | 63004 | BART | REA Investments, LLC | Solar Photovoltaic | 44.0437 | -92.6775 | 1
2025-09 | MISO | Novel Haley Solar CSG | 63005 | HALY | REA Investments, LLC | Solar Photovoltaic | 44.09 | -93.54 | 1
2025-09 | MISO | Novel MNDot Solar CSG | 63007 | MNDT | REA Investments, LLC | Solar Photovoltaic | 44.9462 | -92.8104 | 1
2025-09 | MISO | Novel Winegar Partnership Solar CSG | 63008 | WINE | REA Investments, LLC | Solar Photovoltaic | 44.0885 | -93.5548 | 1
2025-09 | MISO | Novel Peter Solar CSG | 63009 | PETR | REA Investments, LLC | Solar Photovoltaic | 44.1961 | -93.6087 | 1
2025-09 | MISO | Novel Benedix Solar CSG | 63010 | BNDX | REA Investments, LLC | Solar Photovoltaic | 44.1113 | -92.7468 | 1
2025-09 | ISNE | Cronin Road Solar 1, LLC CSG Hybrid | 63011 | BESS | AES Distributed Energy | Batteries | 42.1763 | -72.154 | 1.5
2025-09 | ISNE | Cronin Road Solar 1, LLC CSG Hybrid | 63011 | CRONI | AES Distributed Energy | Solar Photovoltaic | 42.1763 | -72.154 | 1.5
2025-09 | NYIS | Ransomville Solar 1, LLC | 63012 | SWANN | AES Distributed Energy | Solar Photovoltaic | 43.1994 | -78.9498 | 5
2025-09 | NYIS | Johnstown Solar 1, LLC | 63013 | STATE | AES Distributed Energy | Solar Photovoltaic | 43.0724 | -74.3228 | 4
2025-09 | MISO | Green Lake Solar | 63019 | GRN1 | Heritage Sustainable Energy. LLC | Solar Photovoltaic | 44.7767 | -85.6923 | 1
2025-09 | MISO | TCLP Solar Phase 1 | 63020 | TCLP1 | Heritage Sustainable Energy. LLC | Solar Photovoltaic | 44.7767 | -85.6923 | 1
2025-09 | CISO | SCCCD - Clovis Community College | 63021 | 232 | Forefront Power, LLC | Solar Photovoltaic | 36.8855 | -119.7319 | 1.2
2025-09 | PJM | Jefferson Torresdale Hospital | 63023 | COGEN | Jefferson Torresdale Hospital | Natural Gas Internal Combustion Engine | 40.0711 | -74.9831 | 1.1
2025-09 | PJM | Hertford Solar Power, LLC | 63024 | KEH | Capital V LLC | Solar Photovoltaic | 36.268 | -77.0282 | 10
2025-09 | ERCO | Mars Solar | 63027 | 20 | Sol Systems | Solar Photovoltaic | 27.4216 | -98.835 | 10
2025-09 | PJM | Hardin Solar Energy LLC | 63029 | GEN1 | Dominion Renewable Energy | Solar Photovoltaic | 40.6595 | -83.8137 | 150
2025-09 | ERCO | Canadian Breaks, LLC | 63030 | CBRKS | Canadian Breaks LLC | Onshore Wind Turbine | 35.2002 | -102.3155 | 210.1
2025-09 | PJM | Gloucester Solar | 63031 | GLSO | Dominion Energy Inc. | Solar Photovoltaic | 37.45 | -76.45 | 19.9
2025-09 | MISO | FastSun 19 CSG | 63033 | FS19 | Altus Power America Management, LLC | Solar Photovoltaic | 44.6552 | -93.1108 | 1
2025-09 | MISO | FastSun 18 CSG | 63034 | FS18 | Altus Power America Management, LLC | Solar Photovoltaic | 43.8654 | -91.3275 | 1
2025-09 | MISO | FastSun 13 CSG | 63035 | FS13 | Altus Power America Management, LLC | Solar Photovoltaic | 45.8417 | -95.148 | 1
2025-09 | MISO | FastSun 14 CSG | 63036 | FS14 | Altus Power America Management, LLC | Solar Photovoltaic | 44.179 | -93.8652 | 1
2025-09 | MISO | FastSun 11 CSG | 63037 | FS11 | Altus Power America Management, LLC | Solar Photovoltaic | 44.3009 | -92.7362 | 1
2025-09 | MISO | FastSun 10 CSG | 63038 | FS10 | Altus Power America Management, LLC | Solar Photovoltaic | 44.2915 | -92.7195 | 1
2025-09 | MISO | FastSun 8 CSG | 63039 | FS8 | Altus Power America Management, LLC | Solar Photovoltaic | 44.2605 | -94.2908 | 1
2025-09 | MISO | FastSun 9 CSG | 63040 | FS9 | Altus Power America Management, LLC | Solar Photovoltaic | 44.2954 | -92.6957 | 1
2025-09 | ISNE | Lane Ave Solar LLC | 63041 | HANRA | AES Distributed Energy | Solar Photovoltaic | 42.2648 | -72.0727 | 1.5
2025-09 | MISO | FastSun 3 CSG | 63042 | FS3 | Altus Power America Management, LLC | Solar Photovoltaic | 45.6177 | -94.4865 | 1
2025-09 | MISO | FastSun 7 CSG | 63043 | FS7 | Altus Power America Management, LLC | Solar Photovoltaic | 44.7192 | -94.4941 | 1
2025-09 | ISNE | Ryan Road Solar LLC Hybrid(CSG) | 63044 | BESS | AES Distributed Energy | Batteries | 42.2637 | -72.0639 | 4.3
2025-09 | ISNE | Ryan Road Solar LLC Hybrid(CSG) | 63044 | ORCHA | AES Distributed Energy | Solar Photovoltaic | 42.2637 | -72.0639 | 4.3
2025-09 | MISO | FastSun 5 CSG | 63045 | FS5 | Altus Power America Management, LLC | Solar Photovoltaic | 43.8595 | -91.3196 | 1
2025-09 | MISO | FastSun 1 CSG | 63046 | FS1 | Altus Power America Management, LLC | Solar Photovoltaic | 45.0723 | -94.3067 | 1
2025-09 | ISNE | W. Orange Rd Solar LLC | 63047 | HEYES | AES Distributed Energy | Solar Photovoltaic | 42.6026 | -72.3418 | 5
2025-09 | ISNE | Wilbur Woods Solar LLC | 63048 | DESMO | AES Distributed Energy | Solar Photovoltaic | 42.6113 | -72.3452 | 5
2025-09 | NYIS | Hollygrove CSG | 63051 | 32 | Nautilus Solar Solutions | Solar Photovoltaic | 43.2603 | -76.7217 | 2
2025-09 | NYIS | Guildlerland CSG | 63052 | 106 | Nautilus Solar Solutions | Solar Photovoltaic | 42.7273 | -74.0008 | 2
2025-09 | MISO | Palo Alto Wind Farm | 63053 | PAWF | MidAmerican Energy Co | Onshore Wind Turbine | 43.2067 | -94.5481 | 250
2025-09 | MISO | Palo Alto Wind Farm | 63053 | PAWF2 | MidAmerican Energy Co | Onshore Wind Turbine | 43.2067 | -94.5481 | 90
2025-09 | CISO | CalCity Solar 1 | 63054 | CALTR | CalCity Solar 1, LLC | Solar Photovoltaic | 35.1414 | -117.9657 | 3
2025-09 | NYIS | Howland CSG | 63055 | 26 | Nautilus Solar Solutions | Solar Photovoltaic | 43.6348 | -76.0892 | 2
2025-09 | NYIS | Gifford CSG | 63056 | 131 | Nautilus Solar Solutions | Solar Photovoltaic | 42.824 | -74.0709 | 2
2025-09 | NYIS | Czub CSG | 63057 | 114 | Nautilus Solar Solutions | Solar Photovoltaic | 42.9141 | -73.596 | 2
2025-09 | NYIS | Mereand CSG | 63058 | 199 | Nautilus Solar Solutions | Solar Photovoltaic | 43.9641 | -75.9868 | 2
2025-09 | NYIS | Aegis CSG | 63059 | 19 | Nautilus Solar Solutions | Solar Photovoltaic | 42.7647 | -77.3439 | 2
2025-09 | NYIS | Pearl CSG | 63060 | 28 | Nautilus Solar Solutions | Solar Photovoltaic | 42.9813 | -78.2904 | 2
2025-09 | NYIS | Pearl CSG | 63060 | 29 | Nautilus Solar Solutions | Solar Photovoltaic | 42.9813 | -78.2904 | 2
2025-09 | CISO | SCCCD - Fresno Community College | 63068 | 231 | Forefront Power, LLC | Solar Photovoltaic | 36.7666 | -119.7986 | 2.2
2025-09 | PJM | Harmony Road Solar | 63069 | 1823 | Forefront Power, LLC | Solar Photovoltaic | 42.164 | -88.4625 | 1.9
2025-09 | PJM | Square Barn Solar | 63070 | 1820 | Forefront Power, LLC | Solar Photovoltaic | 42.164 | -88.383 | 1.5
2025-09 | PJM | Reed Road Solar | 63071 | 1822 | Forefront Power, LLC | Solar Photovoltaic | 42.1109 | -88.2403 | 1.3
2025-09 | PJM | BTC2 Solar (CSG) | 63072 | 18 | Nautilus Solar Solutions | Solar Photovoltaic | 39.4181 | -76.3977 | 2
2025-09 | PJM | Mooseheart School Solar | 63073 | 1817 | Forefront Power, LLC | Solar Photovoltaic | 41.8233 | -88.3378 | 2
2025-09 | CISO | Reedley Community College Solar | 63074 | 234 | Forefront Power, LLC | Solar Photovoltaic | 36.6056 | -119.4577 | 2.6
2025-09 | PJM | Upper Marlboro 1 CSG | 63075 | 20 | Nautilus Solar Solutions | Solar Photovoltaic | 38.7892 | -76.8009 | 2
2025-09 | PJM | Gutenberg Solar | 63076 | GUTN | Dominion Energy Inc. | Solar Photovoltaic | 36.4864 | -77.5348 | 79.9
2025-09 | PJM | Twittys Creek Solar, LLC | 63077 | VATC | Cardinal Renewables | Solar Photovoltaic | 37.0184 | -78.5813 | 13.8
2025-09 | CISO | Eagle Creek | 63078 | EGCRK | ZGlobal Inc | Solar Photovoltaic | 35.214 | -119.3952 | 3
2025-09 | NYIS | Bethlehem Solar | 63079 | 157 | Nautilus Solar Solutions | Solar Photovoltaic | 42.6011 | -73.8874 | 1.7
2025-09 | PJM | Caden Energix Pamplin LLC | 63083 | ENX04 | Caden Energix Pamplin LLC | Solar Photovoltaic | 37.3294 | -78.7659 | 15.7
2025-09 | PJM | Caden Energix Hickory LLC | 63084 | ENX02 | Caden Energix Hickory LLC | Solar Photovoltaic | 36.6241 | -76.1943 | 20
2025-09 | PJM | Caden Energix Hickory LLC | 63084 | ENX03 | Caden Energix Hickory LLC | Solar Photovoltaic | 36.6241 | -76.1943 | 12
2025-09 | PJM | White CSG | 63085 | 15124 | Nautilus Solar Solutions | Solar Photovoltaic | 39.2058 | -76.4805 | 2
2025-09 | NYIS | Frog Hollow CSG | 63086 | 1731 | Nautilus Solar Solutions | Solar Photovoltaic | 41.7393 | -74.4967 | 2
2025-09 | PJM | Caden Energix Rives Road LLC | 63087 | ENX01 | Caden Energix Rives Road LLC | Solar Photovoltaic | 37.1778 | -77.3376 | 19.7
2025-09 | PJM | Gibbons CSG | 63089 | 15122 | Nautilus Solar Solutions | Solar Photovoltaic | 38.1154 | -75.2149 | 2
2025-09 | MISO | Athens - Coopers Corner BESS | 63090 | COOPR | Gopher Energy Storage, LLC | Batteries | 45.4581 | -93.2676 | 3
2025-09 | CISO | Santa Barbara ReSource Center | 63094 | SBAD1 | County of Santa Barbara | Other Waste Biomass | 34.4822 | -120.1235 | 1.1
2025-09 | CISO | Santa Barbara ReSource Center | 63094 | SBAD2 | County of Santa Barbara | Other Waste Biomass | 34.4822 | -120.1235 | 1.1
2025-09 | ERCO | Prairie Hill Wind Project | 63100 | WTG | Engie North America | Onshore Wind Turbine | 31.5499 | -96.9041 | 300
2025-09 | ERCO | Las Lomas Wind Project | 63101 | WTG | Engie North America | Onshore Wind Turbine | 26.6984 | -99.0575 | 201.6
2025-09 | SWPP | Dakota Range III Wind Project | 63102 | WTG | Engie North America | Onshore Wind Turbine | 45.2676 | -97.104 | 153.6
2025-09 | SWPP | Triple H Wind Project | 63103 | WTG | Engie North America | Onshore Wind Turbine | 44.401 | -99.6038 | 250.2
2025-09 | SWPP | King Plains Wind Project | 63104 | WTG | Engie North America | Onshore Wind Turbine | 36.4001 | -97.4775 | 248.2
2025-09 | MISO | Two Creeks Solar | 63105 | 1 | Wisconsin Public Service Corp | Solar Photovoltaic | 44.2496 | -87.5453 | 150
2025-09 | NYIS | Dover CSG | 63106 | 21 | Nautilus Solar Solutions | Solar Photovoltaic | 41.6809 | -73.5766 | 2
2025-09 | NYIS | Howell CSG | 63107 | 1725 | Nautilus Solar Solutions | Solar Photovoltaic | 41.2653 | -74.313 | 2
2025-09 | NYIS | Strauss CSG | 63108 | 30 | Nautilus Solar Solutions | Solar Photovoltaic | 42.8915 | -76.9939 | 2
2025-09 | NYIS | Ellsworth I CSG | 63112 | 22 | Nautilus Solar Solutions | Solar Photovoltaic | 42.8993 | -73.7098 | 2
2025-09 | MISO | Dakota Community Solar One LLC CSG | 63116 | 52838 | Madison Energy Holdings LLC | Solar Photovoltaic | 44.6578 | -93.1085 | 1
2025-09 | MISO | Douglas Todd Community Solar One LLC CSG | 63117 | 52834 | Madison Energy Holdings LLC | Solar Photovoltaic | 45.8433 | -95.15 | 1
2025-09 | MISO | Meeker Community Solar One LLC CSG | 63118 | 52824 | Madison Energy Holdings LLC | Solar Photovoltaic | 45.0711 | -94.3072 | 1
2025-09 | MISO | McLeod Community Solar One LLC CSG | 63119 | 52832 | Madison Energy Holdings LLC | Solar Photovoltaic | 44.7192 | -94.4943 | 1
2025-09 | MISO | Nicollet Community Solar One LLC | 63120 | 52828 | Madison Energy Holdings LLC | Solar Photovoltaic | 44.2604 | -94.2909 | 1
2025-09 | MISO | Stearns Community Solar One LLC CSG | 63121 | 52825 | Madison Energy Holdings LLC | Solar Photovoltaic | 45.618 | -94.486 | 1
2025-09 | MISO | Sherburne Community Solar One LLC CSG | 63122 | 52814 | Madison Energy Holdings LLC | Solar Photovoltaic | 45.532 | -94.1358 | 1
2025-09 | CISO | Drew Solar LLC | 63127 | DS | Drew Solar LLC | Solar Photovoltaic | 32.6872 | -115.6656 | 100
2025-09 | MISO | Iris Solar LLC | 63128 | ISLLC | Iris Solar LLC | Solar Photovoltaic | 30.7818 | -90.1954 | 50
2025-09 | NYIS | Allis Medina Solar LLC CSG | 63129 | ALLIS | AES Distributed Energy | Solar Photovoltaic | 43.2205 | -78.3574 | 5
2025-09 | NYIS | Beals Medina Solar LLC CSG | 63130 | BEALS | AES Distributed Energy | Solar Photovoltaic | 43.2256 | -78.3559 | 3.5
2025-09 | ISNE | West Street Solar 1 LLC | 63131 | GRDNR | AES Distributed Energy | Solar Photovoltaic | 42.595 | -72.0446 | 5
2025-09 | ISNE | Weaver Wind | 63132 | WEAVR | Greenbacker Renewable Energy Corporation | Onshore Wind Turbine | 44.7225 | -68.1636 | 72.6
2025-09 | ISNE | Hopkins Hill CSG | 63136 | HH1 | Nautilus Solar Solutions | Solar Photovoltaic | 41.6161 | -71.5668 | 3.3
2025-09 | ISNE | Hopkins Hill CSG | 63136 | HH2 | Nautilus Solar Solutions | Solar Photovoltaic | 41.6161 | -71.5668 | 3.3
2025-09 | MISO | Tippecanoe Solar Power Plant | 63137 | PV1 | Duke Energy Indiana, LLC | Solar Photovoltaic | 40.4211 | -86.9402 | 1.6
2025-09 | MISO | USS Haven Solar LLC CSG | 63138 | USHAV | Standard Solar | Solar Photovoltaic | 45.5157 | -94.1098 | 1
2025-09 | MISO | USS White Cloud LLC CSG | 63139 | USSWC | Standard Solar | Solar Photovoltaic | 45.5208 | -94.1304 | 1
2025-09 | MISO | USS Westeros Solar LLC CSG | 63140 | USSWS | Standard Solar | Solar Photovoltaic | 44.6815 | -93.7682 | 1
2025-09 | MISO | USS Sunrise Solar LLC CSG | 63141 | SNRSE | Standard Solar | Solar Photovoltaic | 45.4915 | -92.8138 | 1
2025-09 | MISO | USS Milkweed Solar LLC CSG | 63142 | MLKWD | Standard Solar | Solar Photovoltaic | 45.4354 | -94.6429 | 1
2025-09 | MISO | USS Greenhouse Solar LLC CSG | 63143 | GRHSE | Standard Solar | Solar Photovoltaic | 44.2387 | -92.6707 | 1
2025-09 | MISO | USS Mayhew Solar LLC CSG | 63144 | MAYHW | Standard Solar | Solar Photovoltaic | 45.6251 | -94.0499 | 1
2025-09 | MISO | USS Cheyenne Solar LLC CSG | 63145 | CHYNE | Standard Solar | Solar Photovoltaic | 45.347 | -92.9223 | 1
2025-09 | MISO | USS Midtown Solar LLC CSG | 63146 | MDTWN | Standard Solar | Solar Photovoltaic | 45.6716 | -94.749 | 1
2025-09 | MISO | USS Monarch Solar LLC CSG | 63147 | MNRCH | Standard Solar | Solar Photovoltaic | 45.499 | -95.1398 | 1
2025-09 | MISO | USS Turkey Solar LLC CSG | 63148 | TURKY | Standard Solar | Solar Photovoltaic | 45.1393 | -94.7395 | 1
2025-09 | PJM | Franklin Solar (NJ) | 63149 | FRANK | NJR Clean Energy Ventures Corporation | Solar Photovoltaic | 40.72 | -75.06 | 8.8
2025-09 | PJM | Pohatcong Solar Farm | 63150 | POHAT | NJR Clean Energy Ventures Corporation | Solar Photovoltaic | 40.67 | -75.16 | 8
2025-09 | MISO | USS Solar Sources LLC CSG | 63151 | SOURC | Standard Solar | Solar Photovoltaic | 45.2319 | -92.8856 | 1
2025-09 | MISO | USS Christoffer Solar LLC CSG | 63152 | CHRST | Standard Solar | Solar Photovoltaic | 44.9855 | -95.7666 | 1
2025-09 | MISO | USS Buckaroo Solar LLC CSG | 63153 | BUCKR | Standard Solar | Solar Photovoltaic | 46.9773 | -96.5008 | 1
2025-09 | MISO | USS Horne North Solar LLC CSG | 63154 | HORNN | Standard Solar | Solar Photovoltaic | 47.0218 | -96.48 | 1
2025-09 | MISO | USS Horne South Solar LLC CSG | 63155 | HORNS | Standard Solar | Solar Photovoltaic | 47.0041 | -96.5 | 1
2025-09 | MISO | USS JJ Clay Solar LLC CSG | 63156 | JJCLY | Standard Solar | Solar Photovoltaic | 47.0294 | -96.4999 | 1
2025-09 | MISO | USS Verde Solar LLC CSG | 63157 | VERDE | Standard Solar | Solar Photovoltaic | 44.428 | -94.9306 | 1
2025-09 | MISO | USS Cougar Solar LLC CSG | 63158 | COUGR | Standard Solar | Solar Photovoltaic | 44.4547 | -94.9264 | 1
2025-09 | MISO | USS Flower Solar LLC CSG | 63159 | FLOWR | Standard Solar | Solar Photovoltaic | 44.2691 | -94.2091 | 1
2025-09 | MISO | USS All In Solar LLC CSG | 63160 | ALLIN | Standard Solar | Solar Photovoltaic | 43.8369 | -93.3897 | 1
2025-09 | NYIS | AES Tonawanda Solar LLC | 63161 | TNWDA | AES Distributed Energy | Solar Photovoltaic | 42.9971 | -78.9017 | 2
2025-09 | MISO | USS Reindeer Solar LLC CSG | 63165 | RENDR | United States Solar Corporation | Solar Photovoltaic | 45.6438 | -94.0432 | 1
2025-09 | MISO | USS Bush Solar LLC CSG | 63166 | BUSH | United States Solar Corporation | Solar Photovoltaic | 44.1235 | -93.2669 | 1
2025-09 | MISO | USS Hancock Solar LLC CSG | 63167 | HNCCK | United States Solar Corporation | Solar Photovoltaic | 44.7025 | -93.7858 | 1
2025-09 | MISO | USS Pheasant Solar LLC CSG | 63168 | PHSNT | United States Solar Corporation | Solar Photovoltaic | 44.9347 | -95.2513 | 1
2025-09 | MISO | USS KVPV Solar LLC CSG | 63169 | KVPV | Standard Solar | Solar Photovoltaic | 46.9832 | -96.5006 | 1
2025-09 | MISO | USS Kass Solar LLC | 63170 | KASS | Standard Solar | Solar Photovoltaic | 44.2244 | -95.6895 | 1
2025-09 | MISO | USS Chariot Solar LLC | 63171 | CHROT | United States Solar Corporation | Solar Photovoltaic | 44.7888 | -95.0956 | 1
2025-09 | PJM | Orange Street G1 | 63173 | 1 | Town of Bedford - (VA) | Petroleum Liquids | 37.3321 | -79.5111 | 1.8
2025-09 | PJM | Orange Street G1 | 63173 | P1 | Town of Bedford - (VA) | Petroleum Liquids | 37.3321 | -79.5111 | 0.6
2025-09 | PJM | Orange Street G1 | 63173 | P2 | Town of Bedford - (VA) | Petroleum Liquids | 37.3321 | -79.5111 | 0.6
2025-09 | PJM | Orange Street G1 | 63173 | P3 | Town of Bedford - (VA) | Petroleum Liquids | 37.3321 | -79.5111 | 0.6
2025-09 | PJM | Orange Street G1 | 63173 | P4 | Town of Bedford - (VA) | Petroleum Liquids | 37.3321 | -79.5111 | 0.6
2025-09 | PJM | Orange Street G1 | 63173 | P5 | Town of Bedford - (VA) | Petroleum Liquids | 37.3321 | -79.5111 | 0.6
2025-09 | MISO | Hartmann Project CSG | 63174 | TC3 | Hartmann Community Solar LLC | Solar Photovoltaic | 45.4936 | -94.1134 | 1
2025-09 | MISO | E. Goenner Project CSG | 63175 | TC3 | E. Goenner Community Solar LLC | Solar Photovoltaic | 45.464 | -94.091 | 1
2025-09 | MISO | Prawer Project CSG | 63176 | TC3 | Prawer Community Solar LLC | Solar Photovoltaic | 45.4637 | -94.0451 | 1
2025-09 | MISO | Schwinghamer Project CSG | 63177 | TC3 | Schwinghamer Community Solar LLC | Solar Photovoltaic | 45.6269 | -94.5961 | 1
2025-09 | MISO | STAG St. Paul Project CSG | 63178 | TC3 | STAG St. Paul Community Solar LLC | Solar Photovoltaic | 44.8856 | -93.0264 | 1
2025-09 | MISO | Linden 01 CSG | 63179 | KANE1 | SunShare Management | Solar Photovoltaic | 44.5916 | -93.8454 | 1
2025-09 | ERCO | TPE Whitney Solar, LLC | 63180 | TXWHT | Cardinal Renewables | Solar Photovoltaic | 32.05 | -97.35 | 9.9
2025-09 | PJM | Monroeville Solar | 63181 | MNVL | Solar Planet Power | Solar Photovoltaic | 41.2301 | -82.7118 | 3.2
2025-09 | MISO | Linden 02 CSG | 63182 | LIND2 | SunShare Management | Solar Photovoltaic | 44.5919 | -93.8468 | 1
2025-09 | MISO | Linden 03 CSG | 63183 | LIND3 | SunShare Management | Solar Photovoltaic | 44.5921 | -93.845 | 1
2025-09 | PJM | Sayreville Solar Project | 63185 | SAYRE | NJR Clean Energy Ventures Corporation | Solar Photovoltaic | 40.438 | -74.336 | 3.1
2025-09 | CISO | Bio-Rad | 63189 | BIORD | Vista Solar, Inc. | Solar Photovoltaic | 38.0225 | -122.2737 | 2.3
2025-09 | ISNE | Hopkinton Phase 2 | 63191 | HTP2 | Vista Solar, Inc. | Solar Photovoltaic | 41.4433 | -71.7911 | 2.5
2025-09 | ERCO | Delilah Solar Energy LLC | 63194 | GEN1 | Invenergy Services LLC | Solar Photovoltaic | 33.2844 | -95.1636 | 300
2025-09 | PJM | Aero Haven Solar | 63195 | ACP3 | NJR Clean Energy Ventures Corporation | Solar Photovoltaic | 39.8197 | -74.8947 | 2.6
2025-09 | PJM | ACCP NJ 1 | 63198 | ACCP1 | NJR Clean Energy Ventures Corporation | Solar Photovoltaic | 40.9263 | -74.6751 | 1.2
2025-09 | PJM | Bergenmand Solar Partners, LLC Mahwah | 63200 | SA1 | Vanguard Energy Partners, LLC | Solar Photovoltaic | 41.0791 | -74.15 | 0.5
2025-09 | PJM | Bergenmand Solar Partners, LLC Mahwah | 63200 | SA2 | Vanguard Energy Partners, LLC | Solar Photovoltaic | 41.0791 | -74.15 | 0.5
2025-09 | ISNE | VPPSA Project 10 | 63203 | 12510 | Vermont Public Power Supply Authority | Petroleum Liquids | 44.9167 | -73.1 | 23.6
2025-09 | ISNE | VPPSA Project 10 | 63203 | 12511 | Vermont Public Power Supply Authority | Petroleum Liquids | 44.9167 | -73.1 | 23.6
2025-09 | CISO | Corcoran Irrigation District | 63204 | HLS | Madison Energy Investments LLC | Solar Photovoltaic | 36.1408 | -119.5669 | 2
2025-09 | ERCO | Aviator Wind | 63209 | AVTOR | Aviator Wind, LLC | Onshore Wind Turbine | 31.7926 | -100.6973 | 525
2025-09 | ERCO | Samson Solar Energy | 63211 | GEN1 | Invenergy Services LLC | Solar Photovoltaic | 33.251 | -95.1934 | 250
2025-09 | ISNE | Battle Creek Solar | 63212 | BC1 | Ecos Energy LLC | Solar Photovoltaic | 42.9133 | -73.2142 | 2.2
2025-09 | MISO | Sheridan School Corporation Solar | 63213 | 418ES | Johnson Melloh Solutions | Solar Photovoltaic | 40.1403 | -86.2153 | 0.6
2025-09 | MISO | Sheridan School Corporation Solar | 63213 | 418HS | Johnson Melloh Solutions | Solar Photovoltaic | 40.1403 | -86.2153 | 0.9
2025-09 | ISNE | Middleton Solar Park | 63214 | MDB02 | Novis Renewables, LLC | Batteries | 42.5817 | -70.9987 | 3
2025-09 | ISNE | Middleton Solar Park | 63214 | MDL01 | Novis Renewables, LLC | Solar Photovoltaic | 42.5817 | -70.9987 | 5
2025-09 | MISO | USS Dot Com Solar LLC CSG | 63215 | DOTCM | Standard Solar | Solar Photovoltaic | 44.4223 | -94.9266 | 1.4
2025-09 | MISO | USS B&B Solar LLC CSG | 63216 | BB | Standard Solar | Solar Photovoltaic | 44.413 | -95.009 | 1
2025-09 | MISO | USS Water Town Solar LLC CSG | 63218 | WTRTN | United States Solar Corporation | Solar Photovoltaic | 44.1978 | -93.5848 | 1
2025-09 | MISO | USS Water Fowl Solar LLC CSG | 63219 | WTRFL | United States Solar Corporation | Solar Photovoltaic | 44.9066 | -94.1604 | 1
2025-09 | MISO | USS Water City Solar LLC CSG | 63220 | WTRCY | United States Solar Corporation | Solar Photovoltaic | 44.2178 | -93.5804 | 1
2025-09 | MISO | USS Steamboat Solar LLC CSG | 63221 | STMBT | Standard Solar | Solar Photovoltaic | 44.413 | -94.9858 | 1
2025-09 | ERCO | Impact Solar 1 | 63222 | TXIM1 | Lightsource Renewable Energy Asset Management, LLC | Solar Photovoltaic | 33.4678 | -95.3709 | 198.5
2025-09 | ERCO | Brightside | 63223 | UNIT1 | Luminant Generation Company LLC | Solar Photovoltaic | 28.431 | -97.8896 | 50.7
2025-09 | NYIS | NY 26 Carthage CSG | 63224 | X0140 | Standard Solar | Solar Photovoltaic | 43.9555 | -75.6181 | 5
2025-09 | PJM | Manheim New Jersey | 63229 | NJSGR | Cox Enterprises | Solar Photovoltaic | 40.1136 | -74.7063 | 0.8
2025-09 | PJM | Manheim New Jersey | 63229 | NJSRO | Cox Enterprises | Solar Photovoltaic | 40.1136 | -74.7063 | 1.4
2025-09 | NYIS | Knaggs Brothers Farm | 63230 | KNAGG | Dynamic Energy Holdings LLC | Solar Photovoltaic | 42.7304 | -73.9691 | 4.5
2025-09 | MISO | Woodbury Solar | 63231 | PV | MN CSG 2, LLC | Solar Photovoltaic | 44.8819 | -92.9675 | 3
2025-09 | ISNE | Brookfield Wire Company | 63232 | BROOK | Dynamic Energy Solutions, LLC | Solar Photovoltaic | 42.2169 | -72.1221 | 1.4
2025-09 | ERCO | Emerald Grove | 63233 | UNIT1 | Luminant Generation Company LLC | Solar Photovoltaic | 31.0933 | -102.3596 | 108
2025-09 | NYIS | Kings Plaza Total Energy Plant (TEP) | 63236 | DG2 | Veolia North America | Natural Gas Internal Combustion Engine | 40.6102 | -73.92 | 3.2
2025-09 | NYIS | Kings Plaza Total Energy Plant (TEP) | 63236 | DG3 | Veolia North America | Natural Gas Internal Combustion Engine | 40.6102 | -73.92 | 3.2
2025-09 | NYIS | Kings Plaza Total Energy Plant (TEP) | 63236 | DG4 | Veolia North America | Natural Gas Internal Combustion Engine | 40.6102 | -73.92 | 3.2
2025-09 | NYIS | Kings Plaza Total Energy Plant (TEP) | 63236 | DG5 | Veolia North America | Natural Gas Internal Combustion Engine | 40.6102 | -73.92 | 3.2
2025-09 | PJM | Old Court Rd Solar | 63237 | OLDCT | Old Court Rd Solar, LLC | Solar Photovoltaic | 39.3417 | -76.8351 | 2
2025-09 | NYIS | Willis Battery Storage | 63238 | WB1 | New York Power Authority | Batteries | 44.8879 | -74.1183 | 20
2025-09 | ISNE | Sherman Solar | 63239 | SHRM | Ecos Energy LLC | Solar Photovoltaic | 41.583 | -71.902 | 1
2025-09 | ISNE | Jackson Solar (CT) | 63240 | JACK | Ecos Energy LLC | Solar Photovoltaic | 41.583 | -71.904 | 1
2025-09 | ISNE | Sydney Solar | 63244 | SYDN | Ecos Energy LLC | Solar Photovoltaic | 41.7683 | -72.0783 | 2
2025-09 | ISNE | Dickinson Solar (CT) | 63245 | DCKN | Ecos Energy LLC | Solar Photovoltaic | 41.7698 | -72.0794 | 2
2025-09 | PJM | New River Clean Energy | 63246 | NEW2 | Cox Enterprises | Landfill Gas | 37.8158 | -81.1619 | 1.6
2025-09 | PJM | New River Clean Energy | 63246 | NEWR1 | Cox Enterprises | Landfill Gas | 37.8158 | -81.1619 | 1.6
2025-09 | MISO | Novel Debra Solar LLC CSG | 63247 | DEBRA | REA Investments, LLC | Solar Photovoltaic | 44.0939 | -92.7498 | 1
2025-09 | MISO | Novel Wayne Solar LLC CSG | 63249 | WAYNE | REA Investments, LLC | Solar Photovoltaic | 44.1023 | -92.7465 | 1
2025-09 | PJM | Lone Tree Wind, LLC | 63251 | LTW | Leeward Asset Management, LLC | Onshore Wind Turbine | 41.2032 | -89.6019 | 79
2025-09 | MISO | Cannon Garden Solar | 63252 | CGS | Cannon Garden LLC | Solar Photovoltaic | 44.2442 | -93.2692 | 1
2025-09 | PJM | Francis Scott Key Mall | 63253 | FSK | Francis Scott Key Mall | Solar Photovoltaic | 39.3859 | -77.4095 | 1.6
2025-09 | ERCO | 2W Permian Solar Project Hybrid | 63255 | 2WPBA | 2W Permian Solar, LLC | Batteries | 32.1164 | -102.5283 | 40
2025-09 | ERCO | 2W Permian Solar Project Hybrid | 63255 | 2WPSO | 2W Permian Solar, LLC | Solar Photovoltaic | 32.1164 | -102.5283 | 420
2025-09 | PJM | Short Hills Mall | 63257 | SHM | Short Hills Mall | Solar Photovoltaic | 40.7397 | -74.3642 | 2.7
2025-09 | SWPP | Aurora Wind Project | 63258 | AURWP | Aurora Wind Project, LLC | Onshore Wind Turbine | 48.5 | -103.1 | 298.8
2025-09 | MISO | Delta Energy Park | 63259 | DEPC2 | Lansing Board of Water and Light | Natural Gas Fired Combined Cycle | 42.6906 | -84.6578 | 58
2025-09 | MISO | Delta Energy Park | 63259 | DEPC3 | Lansing Board of Water and Light | Natural Gas Fired Combined Cycle | 42.6906 | -84.6578 | 58
2025-09 | MISO | Delta Energy Park | 63259 | DEPS1 | Lansing Board of Water and Light | Natural Gas Fired Combustion Turbine | 42.6906 | -84.6578 | 58
2025-09 | MISO | Delta Energy Park | 63259 | DEPST | Lansing Board of Water and Light | Natural Gas Fired Combined Cycle | 42.6906 | -84.6578 | 89.2
2025-09 | PJM | AC Power | 63260 | ACP | Altus Power America Management, LLC | Solar Photovoltaic | 40.0498 | -74.9352 | 1.3
2025-09 | ISNE | Becton Dickinson Ground & Roof Top | 63262 | PH1GR | Madison Energy Investments LLC | Solar Photovoltaic | 42.01 | -73.335 | 1.5
2025-09 | ISNE | Becton Dickinson Ground & Roof Top | 63262 | PH1RF | Madison Energy Investments LLC | Solar Photovoltaic | 42.01 | -73.335 | 0.5
2025-09 | ISNE | Becton Dickinson Ground & Roof Top | 63262 | PH2RF | Madison Energy Investments LLC | Solar Photovoltaic | 42.01 | -73.335 | 0.5
2025-09 | ISNE | Plainfield Solar 2 | 63263 | PLFD2 | Ecos Energy LLC | Solar Photovoltaic | 41.679 | -71.905 | 1
2025-09 | ISNE | Partridge Hill Solar Hybrid | 63264 | BATT | AES Distributed Energy | Batteries | 42.1189 | -71.9371 | 1.3
2025-09 | ISNE | Partridge Hill Solar Hybrid | 63264 | PART3 | AES Distributed Energy | Solar Photovoltaic | 42.1189 | -71.9371 | 2
2025-09 | PJM | Penny Hill Solar | 63266 | NCPHL | Cardinal Renewables | Solar Photovoltaic | 35.759 | -77.513 | 2
2025-09 | PJM | Meeks Solar, LLC | 63267 | NCMKS | Cardinal Renewables | Solar Photovoltaic | 35.8156 | -77.2911 | 2
2025-09 | MISO | Crowned Ridge Wind II Energy Center | 63269 | CRW2 | Northern States Power Co - Minnesota | Onshore Wind Turbine | 45.0054 | -96.9299 | 200.6
2025-09 | ERCO | Wagyu | 63273 | 1215 | Cubico USA, LLC | Solar Photovoltaic | 29.2423 | -95.6581 | 120
2025-09 | NYIS | Barneveld Solar | 63279 | PV1 | Citizens Enterprises Corporation | Solar Photovoltaic | 43.2514 | -75.1772 | 1
2025-09 | PJM | DG Amaze ACY1 | 63286 | ACY1 | DG Amaze New Jersey, LLC | Solar Photovoltaic | 39.8229 | -75.2163 | 3.8
2025-09 | MISO | Cerro Gordo Wind Farm | 63287 | CGWF | Cerro Gordo Wind Farm | Onshore Wind Turbine | 43.0612 | -93.4536 | 42
2025-09 | ISNE | Brass Mill Center | 63288 | BMC | Brass Mill Center | Solar Photovoltaic | 41.5489 | -73.0245 | 3.4
2025-09 | PJM | White Marsh Mall | 63289 | WMM | White Marsh Mall | Solar Photovoltaic | 39.3761 | -76.4681 | 1.1
2025-09 | ISNE | Natick Mall | 63290 | NM | Natick Mall | Solar Photovoltaic | 42.3009 | -71.3843 | 2.7
2025-09 | NYIS | Grand Prix Solar | 63291 | GPS | Diamond Properties | Solar Photovoltaic | 41.2112 | -73.7225 | 1.6
2025-09 | NYIS | 100 Brook Hill Drive Solar | 63292 | BHD | Diamond Properties | Solar Photovoltaic | 41.093 | -73.9828 | 2
2025-09 | PJM | Cottonwood Solar, LLC | 63293 | NCCWD | Cardinal Renewables | Solar Photovoltaic | 36.5081 | -77.6144 | 3
2025-09 | PJM | Parking Lot Array | 63294 | EUPV | Cincinnati Zoo & Botanical Garden | Solar Photovoltaic | 39.1419 | -84.5107 | 2.3
2025-09 | PJM | Parking Lot Array | 63294 | LOTPV | Cincinnati Zoo & Botanical Garden | Solar Photovoltaic | 39.1419 | -84.5107 | 1.4
2025-09 | MISO | Chicot Solar | 63295 | CHICO | Chicot Solar, LLC | Solar Photovoltaic | 33.479 | -91.349 | 100
2025-09 | NYIS | Hobart & William Smith College Gates Rd. | 63297 | GATES | Dynamic Energy Holdings LLC | Solar Photovoltaic | 42.8623 | -77.0506 | 2.4
2025-09 | PJM | Barrette Outdoor Living, Inc. | 63298 | BARRE | Dynamic Energy Holdings LLC | Solar Photovoltaic | 39.4877 | -74.6004 | 1.9
2025-09 | CISO | Athos Solar Project | 63300 | IPAT1 | SE Athos I, LLC | Solar Photovoltaic | 33.7513 | -115.355 | 250
2025-09 | ISNE | South Windsor Fuel Cell | 63302 | SWFC5 | South Energy Investments LLC | Other Natural Gas | 41.8154 | -72.6144 | 5
2025-09 | CISO | Alticor Inc - Solar Project | 63303 | AISP | MN8 Energy LLC | Solar Photovoltaic | 33.8786 | -117.9961 | 1.2
2025-09 | MISO | Allium Community Solar Garden, LLC | 63304 | ALIUM | Geronimo Power | Solar Photovoltaic | 45.3997 | -94.7231 | 1
2025-09 | MISO | Aster Community Solar Garden, LLC | 63305 | ASTER | Geronimo Power | Solar Photovoltaic | 45.0082 | -95.2295 | 1
2025-09 | MISO | Westport Community Solar, LLC | 63307 | WESTP | Geronimo Power | Solar Photovoltaic | 44.939 | -94.9044 | 1
2025-09 | MISO | Marigold Community Solar Garden, LLC | 63308 | MGOLD | Geronimo Power | Solar Photovoltaic | 44.1973 | -93.6153 | 1
2025-09 | MISO | Honeysuckle Solar, LLC | 63309 | HONEY | Geronimo Power | Solar Photovoltaic | 44.9076 | -94.0272 | 1
2025-09 | MISO | Lantana Solar, LLC | 63311 | LANTA | Geronimo Power | Solar Photovoltaic | 44.646 | -95.358 | 1
2025-09 | MISO | Hyacinth Solar, LLC | 63312 | HYCIN | Geronimo Power | Solar Photovoltaic | 44.4741 | -93.1993 | 1
2025-09 | MISO | Coral Bells Solar, LLC | 63313 | CORAL | Geronimo Power | Solar Photovoltaic | 45.471 | -92.891 | 1
2025-09 | MISO | Primrose Solar, LLC | 63314 | PROSE | Geronimo Power | Solar Photovoltaic | 44.2054 | -93.9792 | 1
2025-09 | MISO | Kerria Solar, LLC | 63315 | KERIA | Geronimo Power | Solar Photovoltaic | 44.7956 | -95.2032 | 1
2025-09 | MISO | Geranium Solar, LLC | 63317 | GERNM | Geronimo Power | Solar Photovoltaic | 44.9646 | -95.2295 | 1
2025-09 | MISO | Bellflower Solar, LLC | 63318 | BELLF | Geronimo Power | Solar Photovoltaic | 45.5073 | -95.1273 | 1
2025-09 | MISO | Iris Solar, LLC (MN) | 63319 | IRIS | Geronimo Power | Solar Photovoltaic | 44.2536 | -94.2097 | 1
2025-09 | ERCO | Titan Solar Project | 63320 | IPTTN | SE Titan, LLC | Solar Photovoltaic | 31.7004 | -104.4581 | 260
2025-09 | MISO | Bingham Solar, LLC | 63321 | BINGH | Geronimo Power | Solar Photovoltaic | 43.012 | -84.528 | 20
2025-09 | MISO | Temperance Solar, LLC | 63322 | TEMPR | Geronimo Power | Solar Photovoltaic | 41.753 | -83.524 | 20
2025-09 | PJM | Bluefin Origination 1 | 63323 | SIMBA | Bluefin Origination 1, LLC | Solar Photovoltaic | 38.7317 | -76.8284 | 2
2025-09 | MISO | Camp Atterbury Microgrid Hybrid | 63324 | ES1 | Duke Energy Indiana, LLC | Batteries | 39.3617 | -86.025 | 5
2025-09 | MISO | Camp Atterbury Microgrid Hybrid | 63324 | PV1 | Duke Energy Indiana, LLC | Solar Photovoltaic | 39.3617 | -86.025 | 2
2025-09 | CISO | Yorktown Battery Energy Storage Facility | 63325 | YORK1 | Southern California Edison Co | Batteries | 34.0047 | -118.0684 | 3
2025-09 | CISO | Cadillac Battery Energy Storage Facility | 63326 | CAD1 | Southern California Edison Co | Batteries | 34.0047 | -118.0684 | 3.5
2025-09 | SWPP | Diamond Spring, LLC | 63327 | 46001 | ALLETE Clean Energy | Onshore Wind Turbine | 34.4874 | -96.7805 | 303.5
2025-09 | ERCO | Juno Solar Project | 63328 | IPJNO | SE Juno, LLC | Solar Photovoltaic | 32.7729 | -101.391 | 143.5
2025-09 | ERCO | Juno Solar Project | 63328 | JUNO1 | SE Juno, LLC | Solar Photovoltaic | 32.7729 | -101.391 | 162.1
2025-09 | ERCO | Aragorn Solar Project | 63329 | IPAGN | SE Aragorn, LLC | Solar Photovoltaic | 31.72 | -104.4423 | 187.2
2025-09 | PJM | Aulander Hwy 42 Solar, LLC | 63332 | NCAUL | Cardinal Renewables | Solar Photovoltaic | 36.2486 | -77.0852 | 5
2025-09 | PJM | Campus Drive Solar | 63334 | CAMPS | NJR Clean Energy Ventures Corporation | Solar Photovoltaic | 40.0562 | -74.8809 | 3.7
2025-09 | ERCO | HO Clarke Generating | 63335 | CTG-1 | City of San Antonio - (TX) | Natural Gas Fired Combustion Turbine | 29.6454 | -95.4517 | 60.5
2025-09 | ERCO | HO Clarke Generating | 63335 | CTG-2 | City of San Antonio - (TX) | Natural Gas Fired Combustion Turbine | 29.6454 | -95.4517 | 60.5
2025-09 | ERCO | HO Clarke Generating | 63335 | CTG-3 | City of San Antonio - (TX) | Natural Gas Fired Combustion Turbine | 29.6454 | -95.4517 | 60.5
2025-09 | ERCO | HO Clarke Generating | 63335 | CTG-4 | City of San Antonio - (TX) | Natural Gas Fired Combustion Turbine | 29.6454 | -95.4517 | 60.5
2025-09 | ERCO | HO Clarke Generating | 63335 | CTG-5 | City of San Antonio - (TX) | Natural Gas Fired Combustion Turbine | 29.6454 | -95.4517 | 60.5
2025-09 | ERCO | HO Clarke Generating | 63335 | CTG-6 | City of San Antonio - (TX) | Natural Gas Fired Combustion Turbine | 29.6454 | -95.4517 | 60.5
2025-09 | ERCO | HO Clarke Generating | 63335 | CTG-7 | City of San Antonio - (TX) | Natural Gas Fired Combustion Turbine | 29.6454 | -95.4517 | 60.5
2025-09 | ERCO | HO Clarke Generating | 63335 | CTG-8 | City of San Antonio - (TX) | Natural Gas Fired Combustion Turbine | 29.6454 | -95.4517 | 60.5
2025-09 | ISNE | Sutton Solar 2, LLC CSG | 63336 | 6004 | Sutton Solar 2, LLC | Solar Photovoltaic | 42.1025 | -71.698 | 1
2025-09 | NYIS | Lansing Renewables, LLC | 63337 | 14320 | Lansing Renewables, LLC | Batteries | 42.5925 | -76.5656 | 3
2025-09 | NYIS | Lansing Renewables, LLC | 63337 | 6004 | Lansing Renewables, LLC | Solar Photovoltaic | 42.5925 | -76.5656 | 5
2025-09 | ISNE | Granby Solar, LLC CSG | 63338 | 4787 | Granby Solar, LLC | Solar Photovoltaic | 42.2271 | -72.5222 | 3
2025-09 | ISNE | Granby Solar, LLC CSG | 63338 | 4788 | Granby Solar, LLC | Batteries | 42.2271 | -72.5222 | 2
2025-09 | NYIS | Hales Mills Solar, LLC | 63339 | 09751 | Hales Mills Solar, LLC | Batteries | 43.0183 | -74.3292 | 3
2025-09 | NYIS | Hales Mills Solar, LLC | 63339 | 6609 | Hales Mills Solar, LLC | Solar Photovoltaic | 43.0183 | -74.3292 | 5
2025-09 | NYIS | Owlville Creek Solar 2, LLC | 63340 | 20660 | Owlville Creek Solar 2, LLC | Batteries | 43.0789 | -75.7722 | 3
2025-09 | NYIS | Owlville Creek Solar 2, LLC | 63340 | 6609 | Owlville Creek Solar 2, LLC | Solar Photovoltaic | 43.0789 | -75.7722 | 5
2025-09 | NYIS | Owlville Creek Solar, LLC | 63341 | 20660 | Owlville Creek Solar, LLC | Batteries | 43.0875 | -75.7796 | 3
2025-09 | NYIS | Owlville Creek Solar, LLC | 63341 | 6608 | Owlville Creek Solar, LLC | Solar Photovoltaic | 43.0875 | -75.7796 | 5
2025-09 | ERCO | Galloway 2 Solar Farm | 63343 | GS2SF | 224WB 8me LLC | Solar Photovoltaic | 31.4462 | -99.903 | 110
2025-09 | PJM | AOC, Capitol Power Plant | 63347 | CTG1 | Architect of the Capitol, Capitol Power Plant | Natural Gas Fired Combustion Turbine | 38.8827 | -77.0074 | 7.5
2025-09 | ERCO | Bluebell Solar II | 63351 | BBS2 | Bluebell Solar II, LLC | Solar Photovoltaic | 31.888 | -100.825 | 115
2025-09 | PJM | Allied Beverages Elizabeth | 63353 | ABE | Powerflex | Solar Photovoltaic | 40.6657 | -74.1752 | 3.2
2025-09 | ISNE | Ticket Network South Windsor | 63354 | TNSW | Powerflex | Solar Photovoltaic | 41.8215 | -72.5074 | 1
2025-09 | PJM | Chanel Piscataway Rooftop | 63355 | CPR | Powerflex | Solar Photovoltaic | 40.5503 | -74.483 | 1.4
2025-09 | PJM | Colonial Pipeline Allentown Chesterfield | 63356 | CPAC | Powerflex | Solar Photovoltaic | 40.1523 | -74.6578 | 1.9
2025-09 | PJM | Colonial Pipeline Woodbury West Deptford | 63357 | CPWWD | Powerflex | Solar Photovoltaic | 39.8173 | -75.1969 | 3.7
2025-09 | ISNE | Corbin Russwin Phase 3 Berlin | 63358 | CRP3B | Powerflex | Solar Photovoltaic | 41.6423 | -72.7409 | 1
2025-09 | CISO | Medline Ind. Phase 2 Tracy | 63361 | MIP2T | Powerflex | Solar Photovoltaic | 37.7348 | -121.5089 | 1
2025-09 | CISO | Niagara Bottling Stockton | 63363 | NBS | ClearGen LLC | Solar Photovoltaic | 37.8948 | -121.2489 | 1
2025-09 | PJM | 435A Bergen Avenue | 63366 | 1 | Hartz Solar, LLC | Solar Photovoltaic | 40.7519 | -74.1313 | 1.4
2025-09 | MISO | Strandness Garden | 63367 | CGS | Strandness Garden LLC | Solar Photovoltaic | 45.6573 | -95.5298 | 1
2025-09 | ISNE | GSPP Gilman, LLC | 63368 | GILMA | Green Street Power Partners | Solar Photovoltaic | 44.4148 | -71.7145 | 2.1
2025-09 | NYIS | Riley Road LLC | 63369 | RILE1 | Green Street Power Partners | Solar Photovoltaic | 41.4691 | -74.0784 | 2
2025-09 | NYIS | Riley Road LLC | 63369 | RILE2 | Green Street Power Partners | Solar Photovoltaic | 41.4691 | -74.0784 | 2
2025-09 | MISO | GSSP Schneider LLC | 63370 | SCHN1 | Green Street Power Partners | Solar Photovoltaic | 45.5295 | -94.2975 | 1
2025-09 | MISO | GSSP Schneider LLC | 63370 | SCHN2 | Green Street Power Partners | Solar Photovoltaic | 45.5295 | -94.2975 | 1
2025-09 | MISO | GSSP Schneider LLC | 63370 | SCHN3 | Green Street Power Partners | Solar Photovoltaic | 45.5295 | -94.2975 | 1
2025-09 | MISO | GSSP Schneider LLC | 63370 | SCHN4 | Green Street Power Partners | Solar Photovoltaic | 45.5295 | -94.2975 | 1
2025-09 | MISO | GSSP Schneider LLC | 63370 | SCHN5 | Green Street Power Partners | Solar Photovoltaic | 45.5295 | -94.2975 | 1
2025-09 | NYIS | Hope Solar Farm LLC | 63371 | BRUNS | Green Street Power Partners | Solar Photovoltaic | 42.7264 | -73.6021 | 2
2025-09 | NYIS | Catlin Solar 1 LLC | 63372 | CATLI | Green Street Power Partners | Solar Photovoltaic | 42.2859 | -76.954 | 4
2025-09 | NYIS | Saratoga Solar LLC | 63373 | SARAT | Green Street Power Partners | Solar Photovoltaic | 43.0738 | -73.904 | 5
2025-09 | ISNE | CP Middletown Solar I LLC | 63374 | CPMI1 | Green Street Power Partners | Solar Photovoltaic | 41.5488 | -72.7069 | 1
2025-09 | ISNE | CP Middletown Solar II LLC | 63375 | CPMI2 | Green Street Power Partners | Solar Photovoltaic | 41.5488 | -72.7069 | 1
2025-09 | CISO | Phelan Pinon Hills CSD Solar | 63376 | PPHS | Phelan Pinon Hills Community Services District | Solar Photovoltaic | 34.5765 | -117.5828 | 1.2
2025-09 | MISO | Wapello Solar LLC | 63378 | WAPLO | Wapello Solar LLC | Solar Photovoltaic | 41.1537 | -91.1771 | 100
2025-09 | MISO | Goodhue Community Solar One LLC CSG | 63380 | 52829 | Madison Energy Holdings LLC | Solar Photovoltaic | 44.2974 | -92.6409 | 1
2025-09 | MISO | Bennington Wind | 63384 | BENN | Minonk Stewardship Wind LLC | Onshore Wind Turbine | 40.9604 | -89.0854 | 93
2025-09 | CISO | SCV Water - Gladbach Water Treatment Plant Phases I and II | 63385 | CA135 | SCV Water | Solar Photovoltaic | 34.4333 | -118.5108 | 4.5
2025-09 | ERCO | Oxy Renewable Energy - Goldsmith | 63388 | SOLAR | Oxy Renewable Energy LLC | Solar Photovoltaic | 32.0015 | -102.6337 | 16.8
2025-09 | MISO | Jordan Creek Wind Farm, LLC | 63389 | JCW | Jordan Creek Wind Farm, LLC | Onshore Wind Turbine | 40.3816 | -87.3998 | 398.6
2025-09 | PJM | Shelby Solar Array | 63390 | SHBOH | Onsite Partners, LLC | Solar Photovoltaic | 40.896 | -82.6724 | 1.9
2025-09 | PJM | DEC Phase II at Georgetown | 63392 | DECII | Luminace Solar MC, LLC | Solar Photovoltaic | 38.665 | -75.3994 | 3
2025-09 | SWPP | Cuming County Renewables, LLC | 63393 | T-1 | Cuming County Renewables. LLC | Onshore Wind Turbine | 42.02 | -96.8618 | 2.5
2025-09 | MISO | Falls Creek Garden | 63394 | CGS | Falls Creek Garden LLC | Solar Photovoltaic | 44.1757 | -93.1427 | 1
2025-09 | MISO | Star Garden | 63395 | CGS | Star Garden LLC | Solar Photovoltaic | 45.6506 | -95.5309 | 1
2025-09 | MISO | Buffalo Garden | 63396 | CGS | Buffalo Garden LLC | Solar Photovoltaic | 44.0004 | -93.4968 | 1
2025-09 | MISO | Loon Garden | 63397 | CGS | Loon Garden LLC | Solar Photovoltaic | 44.0897 | -93.5562 | 1
2025-09 | ISNE | Kearsarge Amesbury Hybrid | 63398 | AMBAT | Kearsarge Amesbury LLC | Batteries | 42.8374 | -70.9387 | 1.6
2025-09 | ISNE | Kearsarge Amesbury Hybrid | 63398 | AMES | Kearsarge Amesbury LLC | Solar Photovoltaic | 42.8374 | -70.9387 | 3.3
2025-09 | MISO | Galesburg Solar Array | 63399 | GWA01 | Onsite Partners, LLC | Solar Photovoltaic | 40.9199 | -90.9484 | 1.4
2025-09 | MISO | Stearns Solar I | 63400 | STE | Stearns Solar I LLC | Solar Photovoltaic | 45.6502 | -94.5575 | 1
2025-09 | MISO | Olinda Trail Solar | 63401 | OLI | Olinda Trail Solar LLC | Solar Photovoltaic | 45.3159 | -92.8041 | 1
2025-09 | MISO | New Munich Solar | 63402 | MUN | New Munich Solar LLC | Solar Photovoltaic | 45.6541 | -94.7557 | 1
2025-09 | MISO | Clara City Solar | 63403 | CCS | Clara City Solar LLC | Solar Photovoltaic | 44.9466 | -95.3502 | 1
2025-09 | PJM | Thermo Fisher | 63404 | 1 | MN8 Energy LLC | Solar Photovoltaic | 40.5737 | -74.6295 | 1.5
2025-09 | NYIS | Pearl II | 63405 | 29 | Nautilus Solar Solutions | Solar Photovoltaic | 42.9813 | -78.2904 | 2
2025-09 | MISO | Vermillion River_MN_GRE DEA-GM | 63406 | PV1 | SoCore Energy LLC | Solar Photovoltaic | 44.5998 | -93.1361 | 3
2025-09 | NYIS | Macedon | 63407 | 101 | Solar Planet Power | Solar Photovoltaic | 43.0586 | -77.346 | 2
2025-09 | NYIS | Whittier | 63408 | 300 | Solar Planet Power | Solar Photovoltaic | 43.15 | -77.8614 | 2
2025-09 | NYIS | Williamson | 63409 | 100 | Solar Planet Power | Solar Photovoltaic | 43.1401 | -77.0908 | 2
2025-09 | NYIS | Bennett | 63410 | 304 | Solar Planet Power | Solar Photovoltaic | 42.9352 | -77.4711 | 1.4
2025-09 | NYIS | Greenwich Solar 1, LLC CSG | 63411 | RTE40 | AES Distributed Energy | Solar Photovoltaic | 43.0783 | -73.5331 | 5
2025-09 | PJM | LTMUA | 63413 | 1 | MN8 Energy LLC | Solar Photovoltaic | 39.0078 | -74.9356 | 1
2025-09 | CISO | IOS II-LAX9 | 63414 | IOSII | Madison Energy Holdings LLC | Solar Photovoltaic | 34.09 | -117.45 | 4
2025-09 | NYIS | Middletown Solar 1, LLC Hybrid CSG | 63415 | BATT | AES Distributed Energy | Batteries | 41.3902 | -74.5199 | 1.6
2025-09 | NYIS | Middletown Solar 1, LLC Hybrid CSG | 63415 | CENTR | AES Distributed Energy | Solar Photovoltaic | 41.3902 | -74.5199 | 1.6
2025-09 | CISO | Sierra Pacific Industries (2042-RD) | 63416 | GEN1 | Sierra Pacific Industries | Solar Photovoltaic | 40.1214 | -122.1919 | 8.4
2025-09 | MISO | Goodhue Community Solar Three LLC CSG | 63417 | 52831 | Madison Energy Holdings LLC | Solar Photovoltaic | 44.2972 | -92.7454 | 1
2025-09 | CISO | DGS Wasco State Prison | 63418 | 1122 | Forefront Power, LLC | Solar Photovoltaic | 35.5939 | -119.4072 | 2.3
2025-09 | CISO | DGS Central California Womens Facility | 63419 | 1122 | Forefront Power, LLC | Solar Photovoltaic | 37.0897 | -120.15 | 2
2025-09 | CISO | Fresno Bullard High School Hybrid | 63420 | 903 | Forefront Power, LLC | Solar Photovoltaic | 36.8186 | -119.8104 | 1.2
2025-09 | CISO | Fresno Bullard High School Hybrid | 63420 | BA903 | Forefront Power, LLC | Batteries | 36.8186 | -119.8104 | 0.4
2025-09 | CISO | Fresno Hoover High School Hybrid | 63421 | 291 | Forefront Power, LLC | Solar Photovoltaic | 36.8178 | -119.7707 | 1.2
2025-09 | CISO | Fresno Hoover High School Hybrid | 63421 | BA291 | Forefront Power, LLC | Batteries | 36.8178 | -119.7707 | 0.2
2025-09 | CISO | Fresno Sunnyside High School Hybrid | 63422 | 1122 | Forefront Power, LLC | Solar Photovoltaic | 36.734 | -119.7178 | 1.5
2025-09 | CISO | Fresno Sunnyside High School Hybrid | 63422 | BA112 | Forefront Power, LLC | Batteries | 36.734 | -119.7178 | 0.3
2025-09 | MISO | Straight Garden Solar | 63424 | CGS | Straight Garden LLC | Solar Photovoltaic | 44.2527 | -93.273 | 1
2025-09 | MISO | Leven Garden Solar | 63425 | CGS | Leven Garden LLC | Solar Photovoltaic | 45.7169 | -95.2636 | 1
2025-09 | MISO | Zumbro Solar Garden | 63426 | CGS | Zumbro Garden LLC | Solar Photovoltaic | 44.046 | -92.76 | 1
2025-09 | MISO | Mud Garden Solar | 63427 | CGS | Mud Garden LLC | Solar Photovoltaic | 44.5433 | -94.2226 | 1
2025-09 | PJM | IGS CC, LLC | 63428 | 254 | Greenbacker Renewable Energy Corporation | Solar Photovoltaic | 38.9362 | -76.9682 | 1.5
2025-09 | MISO | Erin Garden Solar | 63429 | CSG | Erin Garden LLC | Solar Photovoltaic | 44.6752 | -94.0101 | 1
2025-09 | MISO | Chub Garden Solar | 63430 | CGS | Chub Garden LLC | Solar Photovoltaic | 44.486 | -93.2128 | 1
2025-09 | MISO | Cisco | 63431 | 32001 | ALLETE Clean Energy | Onshore Wind Turbine | 43.6256 | -95.3725 | 8.4
2025-09 | MISO | Lincoln Heights I | 63432 | 32002 | ALLETE Clean Energy | Onshore Wind Turbine | 44.2878 | -96.4333 | 5.2
2025-09 | MISO | Lincoln Heights II | 63433 | 32003 | ALLETE Clean Energy | Onshore Wind Turbine | 44.3155 | -96.3317 | 3.9
2025-09 | MISO | Maston Garden Solar | 63434 | CGS | Maston Garden LLC | Solar Photovoltaic | 44.0433 | -92.6904 | 1
2025-09 | ISNE | UB Fuel Cell | 63438 | UBFC1 | UB Fuel Cell | Other Natural Gas | 41.165 | -73.1961 | 1.4
2025-09 | CISO | Central CA Fuel Cell 1 | 63439 | CCFC1 | Central CA Fuel Cell 1 | Other Natural Gas | 36.1835 | -119.3743 | 2.8
2025-09 | CISO | Sun Streams 2 | 63440 | GEN01 | Sun Streams 2, LLC | Solar Photovoltaic | 33.3204 | -112.8168 | 150
2025-09 | NYIS | Chenango Solar | 63450 | PV1 | Citizens Enterprises Corporation | Solar Photovoltaic | 42.1982 | -75.9273 | 4.9
2025-09 | PJM | Monroe Solar Farm, LLC | 63451 | MONR1 | NJR Clean Energy Ventures Corporation | Solar Photovoltaic | 40.312 | -74.425 | 13.1
2025-09 | PJM | Solvay Solar | 63452 | SSP | West Deptford Distributed Solar, LLC | Solar Photovoltaic | 39.8465 | -75.212 | 6.5
2025-09 | MISO | Malmedal Solar Garden | 63453 | CGS | Malmedal Garden LLC | Solar Photovoltaic | 45.6574 | -95.5186 | 1
2025-09 | MISO | Wollan Garden Solar | 63454 | CGS | Wollan Garden LLC | Solar Photovoltaic | 45.6371 | -95.5309 | 1
2025-09 | CISO | RE-VFO LLC | 63455 | INV1 | RE-VFO LLC | Solar Photovoltaic | 36.3537 | -119.4008 | 0.5
2025-09 | CISO | RE-VFO LLC | 63455 | INV2 | RE-VFO LLC | Solar Photovoltaic | 36.3537 | -119.4008 | 0.5
2025-09 | PJM | Progress Drive Generation Station | 63457 | PSG1 | City of Shelby - (OH) | Petroleum Liquids | 40.53 | -82.4 | 1.8
2025-09 | PJM | Progress Drive Generation Station | 63457 | PSG2 | City of Shelby - (OH) | Petroleum Liquids | 40.53 | -82.4 | 1.8
2025-09 | SWPP | Rush Springs Energy Storage (BA) | 63458 | RUSHE | Rush Springs Energy Storage | Batteries | 34.6956 | -97.8297 | 10
2025-09 | PJM | Selective Insurance | 63459 | 9853 | MaxSolar | Solar Photovoltaic | 41.1522 | -74.7444 | 2.2
2025-09 | PJM | Selective Insurance | 63459 | 9854 | MaxSolar | Solar Photovoltaic | 41.1522 | -74.7444 | 0.6
2025-09 | MISO | Rock County Wind Fuel, LLC | 63460 | RCWF | Rock County Wind Fuel, LLC | Onshore Wind Turbine | 43.6419 | -96.2625 | 5
2025-09 | ISNE | Hurteau Solar Project Hybrid | 63468 | BATT | AES Distributed Energy | Batteries | 42.0248 | -71.5925 | 1.3
2025-09 | ISNE | Hurteau Solar Project Hybrid | 63468 | HURTU | AES Distributed Energy | Solar Photovoltaic | 42.0248 | -71.5925 | 2
2025-09 | ISNE | Alicea Solar Project Hybrid CSG | 63469 | ALICA | AES Distributed Energy | Solar Photovoltaic | 42.0686 | -72.0062 | 2
2025-09 | ISNE | Alicea Solar Project Hybrid CSG | 63469 | BATT | AES Distributed Energy | Batteries | 42.0686 | -72.0062 | 1.5
2025-09 | ISNE | McDougle-Mitchell Solar Project Hybrid C | 63470 | BATT | AES Distributed Energy | Batteries | 42.1649 | -72.0014 | 2.9
2025-09 | ISNE | McDougle-Mitchell Solar Project Hybrid C | 63470 | MCDMT | AES Distributed Energy | Solar Photovoltaic | 42.1649 | -72.0014 | 4.5
2025-09 | ISNE | Cycz Solar Project CSG Hybrid | 63472 | BATT | AES Distributed Energy | Batteries | 42.218 | -71.9761 | 1.3
2025-09 | ISNE | Cycz Solar Project CSG Hybrid | 63472 | CYCZ | AES Distributed Energy | Solar Photovoltaic | 42.218 | -71.9761 | 2
2025-09 | ISNE | West A&B Solar Project Hybrid CSG | 63473 | BATT | AES Distributed Energy | Batteries | 42.0748 | -72.0038 | 1.8
2025-09 | ISNE | West A&B Solar Project Hybrid CSG | 63473 | WEST | AES Distributed Energy | Solar Photovoltaic | 42.0748 | -72.0038 | 2.5
2025-09 | ISNE | Annese Solar Project Hybrid CSG | 63474 | ANNES | AES Distributed Energy | Solar Photovoltaic | 42.0755 | -72.0052 | 4.3
2025-09 | ISNE | Annese Solar Project Hybrid CSG | 63474 | BATT | AES Distributed Energy | Batteries | 42.0755 | -72.0052 | 3.5
2025-09 | ISNE | Randall Solar Project Hybrid | 63475 | BATT | AES Distributed Energy | Batteries | 42.3921 | -71.6611 | 3.3
2025-09 | ISNE | Randall Solar Project Hybrid | 63475 | RAND | AES Distributed Energy | Solar Photovoltaic | 42.3921 | -71.6611 | 5
2025-09 | PJM | Ross Hall Central Utility Plant | 63478 | CT-1 | The George Washington University | Natural Gas Fired Combustion Turbine | 38.9002 | -77.0508 | 4.6
2025-09 | SWPP | Traverse Wind Project, LLC | 63479 | GEN1 | Southwestern Electric Power Co | Onshore Wind Turbine | 35.711 | -98.8347 | 999
2025-09 | MISO | Roberds Garden CSG | 63480 | RPRG | Roberds Garden LLC | Solar Photovoltaic | 44.2995 | -93.2391 | 1
2025-09 | MISO | Clear Garden CSG | 63481 | RPCG | Clear Garden LLC | Solar Photovoltaic | 44.0354 | -93.4949 | 1
2025-09 | CISO | Point Wind | 63482 | PW1 | Terra-Gen Operating Co-Wind | Onshore Wind Turbine | 35.0808 | -118.3614 | 64.5
2025-09 | PJM | ACM - Midtown Thermal | 63483 | T60-1 | Cartier Energy, LLC | Natural Gas Fired Combustion Turbine | 39.3598 | -74.4342 | 5.5
2025-09 | MISO | Gohman Community Solar (CSG) | 63484 | GOHMN | Gohman Community Solar LLC | Solar Photovoltaic | 45.4357 | -94.0448 | 1.1
2025-09 | PJM | ECP Uptown Campus | 63485 | 1 | ECP Uptown Campus LLC | Natural Gas Fired Combustion Turbine | 40.4373 | -79.9874 | 5.6
2025-09 | CISO | D'Arrigo Brothers - Phase 4 | 63486 | DA04 | CalCom Energy | Solar Photovoltaic | 36.616 | -121.636 | 1.7
2025-09 | CISO | D'Arrigo Brothers - Phase 4 | 63486 | DA04B | CalCom Energy | Batteries | 36.616 | -121.636 | 0.5
2025-09 | SWPP | Sundance Wind Project, LLC | 63489 | GEN1 | Public Service Co of Oklahoma | Onshore Wind Turbine | 36.5597 | -98.7492 | 199
2025-09 | CISO | CD4 | 63490 | OEC1 | CD4 | Geothermal | 37.6461 | -118.9158 | 44.4
2025-09 | PJM | DCO Burlington | 63492 | CTG-1 | Cartier Energy, LLC | Natural Gas Fired Combustion Turbine | 40.1083 | -74.8264 | 3.5
2025-09 | CISO | PSREC/SIAD Solar | 63493 | SIAD | Plumas Sierra Rural Electric Coop | Solar Photovoltaic | 40.1501 | -120.1234 | 2.5
2025-09 | SWPP | Maverick Wind Project, LLC | 63494 | GEN1 | Public Service Co of Oklahoma | Onshore Wind Turbine | 36.2939 | -98.1647 | 288
2025-09 | PJM | Frederick County - Landfill | 63496 | PV1 | Tesla Inc. | Solar Photovoltaic | 39.3733 | -77.3499 | 2
2025-09 | NYIS | Calabro Airport North Solar Project | 63497 | NORTH | CVI Renewables Holdings, LLC. | Solar Photovoltaic | 40.8224 | -72.875 | 1.3
2025-09 | NYIS | Calabro Airport South Solar Project | 63498 | SOUTH | CVI Renewables Holdings, LLC. | Solar Photovoltaic | 40.8115 | -72.8571 | 1.2
2025-09 | SWPP | Choctaw Nation Solar Farm | 63499 | CVS1 | Oklahoma Gas & Electric Co | Solar Photovoltaic | 33.9689 | -96.4346 | 5
2025-09 | SWPP | Chickasaw Nation Solar Farm | 63500 | CVS1 | Oklahoma Gas & Electric Co | Solar Photovoltaic | 34.4774 | -97.1052 | 5
2025-09 | PJM | Montclair State University Cogen | 63501 | CTG-1 | Cartier Energy, LLC | Natural Gas Fired Combustion Turbine | 40.8652 | -74.1967 | 6.4
2025-09 | PJM | Montclair State University Cogen | 63501 | ENG-1 | Cartier Energy, LLC | Natural Gas Internal Combustion Engine | 40.8652 | -74.1967 | 2.7
2025-09 | PJM | Montclair State University Cogen | 63501 | ENG-2 | Cartier Energy, LLC | Natural Gas Internal Combustion Engine | 40.8652 | -74.1967 | 2.7
2025-09 | PJM | Lakehurst Solar | 63503 | LAKHS | RWE Clean Energy | Solar Photovoltaic | 40.024 | -74.312 | 9.6
2025-09 | CISO | Camino Solar Hybrid | 63508 | CSPV1 | Avangrid Power LLC | Solar Photovoltaic | 34.9303 | -118.4432 | 44
2025-09 | CISO | Walnut Unified School District Walnut HS | 63510 | PV1 | Tesla Inc. | Solar Photovoltaic | 34.0219 | -117.8505 | 1.8
2025-09 | CISO | Walnut Unified School District Walnut HS | 63510 | ST1 | Tesla Inc. | Batteries | 34.0219 | -117.8505 | 0.5
2025-09 | NYIS | Mohonasen Central School District | 63511 | PV1 | Tesla Inc. | Solar Photovoltaic | 42.7672 | -73.9568 | 1.1
2025-09 | PJM | Wor-Wic Community College - Offsite | 63512 | PV1 | Tesla Inc. | Solar Photovoltaic | 38.4133 | -75.6901 | 2
2025-09 | CISO | Moonlight Packing - Phase 2 | 63514 | MLO2 | CalCom Energy | Solar Photovoltaic | 36.5858 | -119.47 | 1.4
2025-09 | CISO | California City | 63516 | CACTY | MN8 Energy LLC | Solar Photovoltaic | 35.157 | -117.981 | 1.9
2025-09 | ERCO | Crane Solar Project | 63519 | CRN1 | Crane Solar Project, LLC | Solar Photovoltaic | 31.2544 | -102.3117 | 150
2025-09 | PJM | PA Solar Park II | 63520 | PASP2 | RWE Clean Energy | Solar Photovoltaic | 40.8616 | -75.8466 | 10
2025-09 | MISO | CED Mason City Wind | 63521 | MCW1 | RWE Clean Energy | Onshore Wind Turbine | 43.1407 | -93.0985 | 7.5
2025-09 | PJM | Spruce - WCMD - Rubble II | 63523 | GEN1 | MN8 Energy LLC | Solar Photovoltaic | 39.6214 | -77.8254 | 2
2025-09 | PJM | Spruce - WCMD - Rubble I | 63524 | GEN1 | MN8 Energy LLC | Solar Photovoltaic | 39.6185 | -77.8233 | 2
2025-09 | PJM | Spruce - WCMD - Creek | 63525 | GEN1 | MN8 Energy LLC | Solar Photovoltaic | 39.6718 | -77.8233 | 2
2025-09 | PJM | Spruce - WCMD - Resh I | 63526 | GEN1 | MN8 Energy LLC | Solar Photovoltaic | 39.6818 | -77.8015 | 2
2025-09 | CISO | Lafayette 2 - Internal Services Dept | 63527 | GEN1 | MN8 Energy LLC | Solar Photovoltaic | 34.05 | -118.18 | 1.9
2025-09 | PJM | Jersey City DWP | 63530 | 10331 | Onyx Asset Services Group | Solar Photovoltaic | 40.69 | -74.0874 | 1
2025-09 | MISO | Winona Community Solar One LLC | 63532 | 52837 | Madison Energy Holdings LLC | Solar Photovoltaic | 43.8585 | -91.322 | 1
2025-09 | MISO | Goodhue Community Solar Two LLC | 63533 | 52830 | Madison Energy Holdings LLC | Solar Photovoltaic | 44.2939 | -92.7236 | 1
2025-09 | MISO | Houston/Winona Community Solar One LLC | 63534 | 52827 | Madison Energy Holdings LLC | Solar Photovoltaic | 43.8663 | -91.3224 | 1
2025-09 | ISNE | Amazon BDL3 Solar Project | 63537 | BLD3 | Solar Star Prime 1 LLC | Solar Photovoltaic | 41.45 | -72.85 | 1
2025-09 | MISO | Assembly Solar II LLC | 63538 | AS2 | Assembly Solar II LLC | Solar Photovoltaic | 43.0437 | -83.96 | 110
2025-09 | NYIS | Montefiore Weiler (Einstein) Hospital | 63539 | CT500 | Montefiore Weiler (Einstein) Hospital | Petroleum Liquids | 40.8804 | -73.8791 | 0.5
2025-09 | NYIS | Montefiore Weiler (Einstein) Hospital | 63539 | CU450 | Montefiore Weiler (Einstein) Hospital | Petroleum Liquids | 40.8804 | -73.8791 | 0.5
2025-09 | NYIS | Montefiore Weiler (Einstein) Hospital | 63539 | CU500 | Montefiore Weiler (Einstein) Hospital | Petroleum Liquids | 40.8804 | -73.8791 | 0.5
2025-09 | PJM | Essex County Correctional Facility Cogen | 63540 | EG1 | Essex County Correctional Facility Cogen | Natural Gas Internal Combustion Engine | 40.7205 | -74.1263 | 3.1
2025-09 | PJM | Essex County Correctional Facility Cogen | 63540 | EG2 | Essex County Correctional Facility Cogen | Natural Gas Internal Combustion Engine | 40.7205 | -74.1263 | 3.1
2025-09 | MISO | Enter Solar | 63542 | ENTER | Arcadia Solar, LLC | Solar Photovoltaic | 44.1416 | -93.7077 | 1
2025-09 | MISO | Lange Solar | 63543 | LNGE | Arcadia Solar, LLC | Solar Photovoltaic | 44.0282 | -92.6391 | 1
2025-09 | NYIS | Fordham University | 63544 | DC350 | Fordham University | Petroleum Liquids | 40.8613 | -73.8874 | 0.4
2025-09 | NYIS | Fordham University | 63544 | LC565 | Fordham University | Petroleum Liquids | 40.8613 | -73.8874 | 0.6
2025-09 | NYIS | Fordham University | 63544 | LH275 | Fordham University | Petroleum Liquids | 40.8613 | -73.8874 | 0.3
2025-09 | NYIS | Fordham University | 63544 | MC750 | Fordham University | Petroleum Liquids | 40.8613 | -73.8874 | 0.8
2025-09 | NYIS | Fordham University | 63544 | TB1 | Fordham University | Petroleum Liquids | 40.8613 | -73.8874 | 0.1
2025-09 | NYIS | Fordham University | 63544 | TB2 | Fordham University | Petroleum Liquids | 40.8613 | -73.8874 | 0.1
2025-09 | NYIS | Fordham University | 63544 | WL500 | Fordham University | Petroleum Liquids | 40.8613 | -73.8874 | 0.6
2025-09 | CISO | Chevron - Lost Hills Hybrid | 63545 | GEN1 | MN8 Energy LLC | Solar Photovoltaic | 35.62 | -119.69 | 30
2025-09 | NYIS | St. Luke's Cornwall Hospital | 63546 | GEN1 | St. Luke's Cornwall Hospital - Newburgh | Petroleum Liquids | 41.5037 | -74.0145 | 1.5
2025-09 | NYIS | St. Luke's Cornwall Hospital | 63546 | GEN2 | St. Luke's Cornwall Hospital - Newburgh | Petroleum Liquids | 41.5037 | -74.0145 | 0.2
2025-09 | NYIS | St. Luke's Cornwall Hospital | 63546 | GEN3 | St. Luke's Cornwall Hospital - Newburgh | Petroleum Liquids | 41.5037 | -74.0145 | 1.5
2025-09 | PJM | Water Strider Solar | 63549 | WSS | RWE Clean Energy | Solar Photovoltaic | 37.0164 | -79.0271 | 80
2025-09 | NYIS | Vassar Brothers Medical Center | 63550 | AR-01 | Vassar Brothers Medical Center | Petroleum Liquids | 41.6936 | -73.9348 | 0.3
2025-09 | NYIS | Vassar Brothers Medical Center | 63550 | CO-14 | Vassar Brothers Medical Center | Petroleum Liquids | 41.6936 | -73.9348 | 0.3
2025-09 | NYIS | Vassar Brothers Medical Center | 63550 | FP-01 | Vassar Brothers Medical Center | Petroleum Liquids | 41.6936 | -73.9348 | 0.1
2025-09 | NYIS | Vassar Brothers Medical Center | 63550 | HS-01 | Vassar Brothers Medical Center | Petroleum Liquids | 41.6936 | -73.9348 | 0.4
2025-09 | NYIS | Vassar Brothers Medical Center | 63550 | MB-01 | Vassar Brothers Medical Center | Petroleum Liquids | 41.6936 | -73.9348 | 0.6
2025-09 | NYIS | Vassar Brothers Medical Center | 63550 | MM-01 | Vassar Brothers Medical Center | Petroleum Liquids | 41.6936 | -73.9348 | 0.4
2025-09 | NYIS | Vassar Brothers Medical Center | 63550 | NT-01 | Vassar Brothers Medical Center | Petroleum Liquids | 41.6936 | -73.9348 | 3
2025-09 | NYIS | Vassar Brothers Medical Center | 63550 | NT-02 | Vassar Brothers Medical Center | Petroleum Liquids | 41.6936 | -73.9348 | 2.8
2025-09 | NYIS | Vassar Brothers Medical Center | 63550 | PG-01 | Vassar Brothers Medical Center | Petroleum Liquids | 41.6936 | -73.9348 | 0.2
2025-09 | NYIS | Vassar Brothers Medical Center | 63550 | SO-01 | Vassar Brothers Medical Center | Petroleum Liquids | 41.6936 | -73.9348 | 0.8
2025-09 | NYIS | Vassar Brothers Medical Center | 63550 | WW-01 | Vassar Brothers Medical Center | Petroleum Liquids | 41.6936 | -73.9348 | 0.6
2025-09 | ISNE | Samoset Solar | 63551 | PGR21 | Samoset Solar, LLC | Solar Photovoltaic | 44.1682 | -69.1162 | 2
2025-09 | NYIS | Richmond University Medical Center | 63553 | CT200 | Richmond University Medical Center | Petroleum Liquids | 40.6359 | -74.1058 | 0.2
2025-09 | NYIS | Richmond University Medical Center | 63553 | CT365 | Richmond University Medical Center | Petroleum Liquids | 40.6359 | -74.1058 | 0.4
2025-09 | NYIS | Richmond University Medical Center | 63553 | CT750 | Richmond University Medical Center | Petroleum Liquids | 40.6359 | -74.1058 | 0.8
2025-09 | NYIS | Richmond University Medical Center | 63553 | CU600 | Richmond University Medical Center | Petroleum Liquids | 40.6359 | -74.1058 | 0.6
2025-09 | NYIS | Richmond University Medical Center | 63553 | KT750 | Richmond University Medical Center | Petroleum Liquids | 40.6359 | -74.1058 | 0.8
2025-09 | ISNE | St. Joseph's Solar, LLC CSG | 63555 | STJOE | 38 Degrees North, LLC | Solar Photovoltaic | 42.1436 | -71.9721 | 1
2025-09 | ISNE | Boutillier Solar, LLC CSG | 63556 | BOUTI | 38 Degrees North, LLC | Solar Photovoltaic | 42.219 | -71.891 | 2.9
2025-09 | ISNE | Blair Wire Village Solar, LLC CSG | 63557 | BLAWV | 38 Degrees North, LLC | Solar Photovoltaic | 42.259 | -71.975 | 1
2025-09 | ISNE | Barton Acres Solar, LLC CSG | 63558 | BARAC | 38 Degrees North, LLC | Solar Photovoltaic | 42.572 | -72.164 | 1
2025-09 | ISNE | MMWEC Simple Cycle Gas Turbine | 63559 | GT1 | Massachusetts Mun Wholes Electric Co | Natural Gas Fired Combustion Turbine | 42.5434 | -70.928 | 65
2025-09 | ISNE | Cherry Valley Solar, LLC CSG | 63561 | CHERV | 38 Degrees North, LLC | Solar Photovoltaic | 42.23 | -71.8915 | 1
2025-09 | ISNE | ISM Solar Dighton 2, LLC CSG | 63562 | DIGHT | 38 Degrees North, LLC | Solar Photovoltaic | 41.8169 | -71.1689 | 2
2025-09 | ISNE | Incom Solar, LLC CSG | 63563 | INCOM | 38 Degrees North, LLC | Solar Photovoltaic | 42.1079 | -72.0172 | 2
2025-09 | ISNE | JH Solar, LLC CSG | 63564 | JHSOL | 38 Degrees North, LLC | Solar Photovoltaic | 42.243 | -72.1 | 1
2025-09 | ISNE | Woodchuck Solar, LLC CSG | 63565 | WOODC | 38 Degrees North, LLC | Solar Photovoltaic | 42.2582 | -71.9752 | 1
2025-09 | PJM | HWY 158 PV | 63566 | HW158 | Strata Manager, LLC | Solar Photovoltaic | 36.4232 | -77.0738 | 9
2025-09 | ISNE | Dudley River 3 Solar, LLC CSG | 63569 | DUD3 | 38 Degrees North, LLC | Solar Photovoltaic | 42.0713 | -71.9982 | 1
2025-09 | ISNE | Dudley River 2 Solar, LLC CSG | 63570 | DUD2 | 38 Degrees North, LLC | Solar Photovoltaic | 42.0724 | -71.9971 | 1
2025-09 | ISNE | Dudley River Solar, LLC CSG | 63571 | DUD1 | 38 Degrees North, LLC | Solar Photovoltaic | 42.0709 | -71.9997 | 1
2025-09 | ISNE | Ledeaux Solar, LLC CSG | 63572 | LEDEA | 38 Degrees North, LLC | Solar Photovoltaic | 42.241 | -72.104 | 1
2025-09 | ISNE | Cohasse Solar, LLC CSG | 63573 | COHAS | 38 Degrees North, LLC | Solar Photovoltaic | 42.056 | -72.045 | 1
2025-09 | SWPP | Atchison County Wind | 63574 | GEN1 | Union Electric Co - (MO) | Onshore Wind Turbine | 40.5313 | -95.3549 | 299
2025-09 | SWPP | Thunderbird Generator (Tbird) | 63575 | TBRID | 4 Rivers Electric Cooperative, Inc. | Petroleum Liquids | 38.4689 | -96.2536 | 1
2025-09 | MISO | FastSun 4 CSG | 63576 | FS4 | Altus Power America Management, LLC | Solar Photovoltaic | 45.1904 | -92.959 | 1
2025-09 | MISO | FastSun 21 CSG | 63577 | FS21 | Altus Power America Management, LLC | Solar Photovoltaic | 45.4981 | -94.1147 | 1
2025-09 | SWPP | Sagamore Wind | 63578 | SWF01 | Southwestern Public Service Co | Onshore Wind Turbine | 33.9384 | -103.1846 | 522
2025-09 | NYIS | NYP-Westchester | 63580 | CAT15 | NYPH - Lawrence | Petroleum Liquids | 40.9423 | -73.8369 | 0.2
2025-09 | NYIS | NYP-Westchester | 63580 | CU750 | NYPH - Lawrence | Petroleum Liquids | 40.9423 | -73.8369 | 0.8
2025-09 | NYIS | NYP-Westchester | 63580 | DD300 | NYPH - Lawrence | Petroleum Liquids | 40.9423 | -73.8369 | 0.3
2025-09 | NYIS | NYP-Westchester | 63580 | KL515 | NYPH - Lawrence | Petroleum Liquids | 40.9423 | -73.8369 | 0.5
2025-09 | NYIS | Mount Sinai - Brooklyn | 63581 | CM350 | Mount Sinai - Brooklyn | Petroleum Liquids | 40.6187 | -73.943 | 0.4
2025-09 | NYIS | Mount Sinai - Brooklyn | 63581 | DD750 | Mount Sinai - Brooklyn | Petroleum Liquids | 40.6187 | -73.943 | 0.8
2025-09 | NYIS | Mount Sinai - Brooklyn | 63581 | KP300 | Mount Sinai - Brooklyn | Petroleum Liquids | 40.6187 | -73.943 | 0.3
2025-09 | NYIS | NY3 Battery | 63585 | NY3 | Orange & Rockland Utils Inc | Batteries | 41.1851 | -74.0747 | 3
2025-09 | ISNE | Palombo Solar, LLC CSG | 63588 | PALOA | 38 Degrees North, LLC | Solar Photovoltaic | 42.025 | -71.599 | 2
2025-09 | ISNE | Palombo B Solar, LLC CSG | 63589 | PALOB | 38 Degrees North, LLC | Solar Photovoltaic | 42.028 | -71.596 | 1
2025-09 | SWPP | Ponderosa Wind Energy Center | 63590 | PONDE | Ponderosa Wind, LLC | Onshore Wind Turbine | 36.5555 | -100.6689 | 200
2025-09 | ISNE | Nutmeg Solar | 63592 | NUTMG | Nutmeg Solar LLC | Solar Photovoltaic | 41.9748 | -72.5108 | 19.6
2025-09 | MISO | Brooten CSG1, LLC | 63593 | SC | Nautilus Solar Solutions | Solar Photovoltaic | 45.4988 | -95.1622 | 1
2025-09 | MISO | Buffalo Lake CSG1, LLC | 63594 | SC | Nautilus Solar Solutions | Solar Photovoltaic | 44.7326 | -94.623 | 1
2025-09 | MISO | Lowry CSG2, LLC | 63595 | SC | Nautilus Solar Solutions | Solar Photovoltaic | 45.6696 | -95.5105 | 1
2025-09 | MISO | Paynesville CSG1, LLC | 63596 | SC | Nautilus Solar Solutions | Solar Photovoltaic | 45.4018 | -94.7228 | 1
2025-09 | MISO | Plato CSG1, LLC | 63597 | SC | Nautilus Solar Solutions | Solar Photovoltaic | 44.7903 | -94.0828 | 1
2025-09 | MISO | Sacred Heart CSG1, LLC | 63598 | SC | Nautilus Solar Solutions | Solar Photovoltaic | 44.7832 | -95.3611 | 1
2025-09 | MISO | Stewart CSG1, LLC | 63599 | SC | Nautilus Solar Solutions | Solar Photovoltaic | 44.7256 | -94.4951 | 1
2025-09 | MISO | Isabella Wind Park | 63601 | 1 | DTE Electric Company | Onshore Wind Turbine | 43.6841 | -84.7885 | 383.5
2025-09 | NYIS | Montefiore-New Rochelle | 63602 | EG250 | Montefiore-New Rochelle | Petroleum Liquids | 40.9126 | -73.7878 | 0.3
2025-09 | NYIS | Montefiore-New Rochelle | 63602 | EG300 | Montefiore-New Rochelle | Petroleum Liquids | 40.9126 | -73.7878 | 0.3
2025-09 | NYIS | Montefiore-New Rochelle | 63602 | EG600 | Montefiore-New Rochelle | Petroleum Liquids | 40.9126 | -73.7878 | 0.6
2025-09 | CISO | Illumina Way SD | 63603 | ILM01 | Bloom Energy | Other Natural Gas | 32.873 | -117.1997 | 3.5
2025-09 | CISO | ATT North Watney | 63605 | ATT35 | Bloom Energy | Other Natural Gas | 38.2363 | -122.0778 | 2
2025-09 | CISO | Allergan | 63609 | ALRGN | Hybrid-Electric Building Technologies West Los Angeles 1, LLC | Batteries | 33.6724 | -117.8538 | 1.5
2025-09 | CISO | Baker | 63610 | BAKER | Hybrid-Electric Building Technologies West Los Angeles 1, LLC | Batteries | 33.6565 | -117.6841 | 1.2
2025-09 | CISO | CSU Long Beach | 63611 | CSULB | Hybrid-Electric Building Technologies West Los Angeles 1, LLC | Batteries | 33.7838 | -118.108 | 2.5
2025-09 | CISO | DATS | 63612 | DATS0 | Hybrid-Electric Building Technologies West Los Angeles 1, LLC | Batteries | 33.7073 | -117.8911 | 1
2025-09 | CISO | Downey | 63613 | DOWNY | Hybrid-Electric Building Technologies West Los Angeles 1, LLC | Batteries | 33.9194 | -118.1289 | 2
2025-09 | CISO | LAWRP | 63614 | LAWRP | Hybrid-Electric Building Technologies West Los Angeles 1, LLC | Batteries | 33.6378 | -117.7138 | 1
2025-09 | CISO | Long Beach Convention Center | 63615 | LBCON | Hybrid-Electric Building Technologies West Los Angeles 1, LLC | Batteries | 33.7652 | -118.1894 | 1.5
2025-09 | CISO | OCSD | 63616 | OCSD1 | Hybrid-Electric Building Technologies West Los Angeles 1, LLC | Batteries | 33.6931 | -117.9409 | 4.9
2025-09 | CISO | SOCCD | 63617 | SOCCD | Hybrid-Electric Building Technologies West Los Angeles 1, LLC | Batteries | 33.6764 | -117.7773 | 1.3
2025-09 | MISO | USS Solar Brick | 63618 | USBRK | Standard Solar | Solar Photovoltaic | 39.3501 | -89.7932 | 2
2025-09 | PJM | USS Goodrich Solar | 63620 | USGCH | Standard Solar | Solar Photovoltaic | 41.076 | -88.0649 | 2
2025-09 | PJM | USS Sycamore Solar (CSG) | 63621 | USSYC | Standard Solar | Solar Photovoltaic | 41.9646 | -88.667 | 2
2025-09 | CISO | Lafayette 2 - MLK Jr. Hospital (MLK) | 63623 | GEN1 | MN8 Energy LLC | Solar Photovoltaic | 33.92 | -118.24 | 1.7
2025-09 | ERCO | La Chalupa, LLC | 63624 | LC | Acciona Energy USA Global, LLC | Onshore Wind Turbine | 26.2499 | -97.5118 | 198.5
2025-09 | NYIS | NYU Langone - Orthopedic | 63625 | HJD#1 | NYU Langone - Orthopedic | Petroleum Liquids | 40.734 | -73.9828 | 0.8
2025-09 | NYIS | NYU Langone - Orthopedic | 63625 | HJD#2 | NYU Langone - Orthopedic | Petroleum Liquids | 40.734 | -73.9828 | 0.8
2025-09 | PJM | IGS FE Trenton, LLC | 63626 | 229 | Greenbacker Renewable Energy Corporation | Solar Photovoltaic | 40.1893 | -74.6568 | 1.5
2025-09 | SWPP | Scenic Hill Solar IV, LLC | 63627 | 252 | Greenbacker Renewable Energy Corporation | Solar Photovoltaic | 35.4706 | -93.4464 | 2.2
2025-09 | SWPP | Tinker | 63628 | 5A | Oklahoma Gas & Electric Co | Natural Gas Fired Combustion Turbine | 35.4147 | -97.3734 | 41
2025-09 | SWPP | Tinker | 63628 | 5B | Oklahoma Gas & Electric Co | Natural Gas Fired Combustion Turbine | 35.4147 | -97.3734 | 41
2025-09 | MISO | Hydra Community Solar Garden, LLC (CSG) | 63629 | HYDRA | Geronimo Power | Solar Photovoltaic | 44.4167 | -93.2199 | 1
2025-09 | ISNE | One Patriot | 63637 | TKG00 | Bloom Energy | Other Natural Gas | 42.0934 | -71.2653 | 2
2025-09 | CISO | Tracy 210 | 63638 | CTC13 | Costco Wholesale | Other Natural Gas | 37.722 | -121.531 | 2.6
2025-09 | MISO | Contrail Wind Farm | 63639 | COWF | MidAmerican Energy Co | Onshore Wind Turbine | 40.6674 | -94.8316 | 112.4
2025-09 | MISO | Southern Hills Wind Farm | 63640 | SHWF | MidAmerican Energy Co | Onshore Wind Turbine | 41.1113 | -94.4667 | 254.1
2025-09 | MISO | Diamond Trail Wind Farm | 63641 | DTWF | MidAmerican Energy Co | Onshore Wind Turbine | 41.6744 | -92.1642 | 252.5
2025-09 | NYIS | North Central Bronx Hospital | 63643 | EG1 | North Central Bronx Hospital | Petroleum Liquids | 40.8804 | -73.8812 | 0.8
2025-09 | NYIS | North Central Bronx Hospital | 63643 | EG2 | North Central Bronx Hospital | Petroleum Liquids | 40.8804 | -73.8812 | 0.8
2025-09 | NYIS | Wyckoff Heights Medical Center | 63644 | CT800 | Wyckoff Heights Medical Center | Petroleum Liquids | 40.7041 | -73.9177 | 0.8
2025-09 | NYIS | Wyckoff Heights Medical Center | 63644 | KT800 | Wyckoff Heights Medical Center | Petroleum Liquids | 40.7041 | -73.9177 | 0.8
2025-09 | PJM | St. Joseph's Regional Medical Center (NJ) | 63645 | 7E600 | St. Joseph's Regional Medical Center (NJ) | Petroleum Liquids | 40.9026 | -74.1656 | 0.6
2025-09 | PJM | St. Joseph's Regional Medical Center (NJ) | 63645 | 8E675 | St. Joseph's Regional Medical Center (NJ) | Petroleum Liquids | 40.9026 | -74.1656 | 0.7
2025-09 | PJM | St. Joseph's Regional Medical Center (NJ) | 63645 | 9E600 | St. Joseph's Regional Medical Center (NJ) | Petroleum Liquids | 40.9026 | -74.1656 | 0.6
2025-09 | PJM | St. Joseph's Regional Medical Center (NJ) | 63645 | E10 | St. Joseph's Regional Medical Center (NJ) | Petroleum Liquids | 40.9026 | -74.1656 | 0.3
2025-09 | PJM | St. Joseph's Regional Medical Center (NJ) | 63645 | E16 | St. Joseph's Regional Medical Center (NJ) | Petroleum Liquids | 40.9026 | -74.1656 | 0.8
2025-09 | PJM | St. Joseph's Regional Medical Center (NJ) | 63645 | E27 | St. Joseph's Regional Medical Center (NJ) | Petroleum Liquids | 40.9026 | -74.1656 | 1
2025-09 | PJM | St. Joseph's Regional Medical Center (NJ) | 63645 | E28 | St. Joseph's Regional Medical Center (NJ) | Petroleum Liquids | 40.9026 | -74.1656 | 1
2025-09 | PJM | St. Joseph's Regional Medical Center (NJ) | 63645 | E29 | St. Joseph's Regional Medical Center (NJ) | Petroleum Liquids | 40.9026 | -74.1656 | 1
2025-09 | PJM | St. Joseph's Regional Medical Center (NJ) | 63645 | E30 | St. Joseph's Regional Medical Center (NJ) | Petroleum Liquids | 40.9026 | -74.1656 | 0.1
2025-09 | NYIS | Jacobi Medical Center | 63646 | CATA | Jacobi Medical Center | Petroleum Liquids | 40.8565 | -73.8474 | 1
2025-09 | NYIS | Jacobi Medical Center | 63646 | CATB | Jacobi Medical Center | Petroleum Liquids | 40.8565 | -73.8474 | 1
2025-09 | NYIS | Jacobi Medical Center | 63646 | CATC | Jacobi Medical Center | Petroleum Liquids | 40.8565 | -73.8474 | 1.2
2025-09 | NYIS | Jacobi Medical Center | 63646 | CATD | Jacobi Medical Center | Petroleum Liquids | 40.8565 | -73.8474 | 1.2
2025-09 | NYIS | Jacobi Medical Center | 63646 | CU1 | Jacobi Medical Center | Petroleum Liquids | 40.8565 | -73.8474 | 0.9
2025-09 | NYIS | Jacobi Medical Center | 63646 | CU2 | Jacobi Medical Center | Petroleum Liquids | 40.8565 | -73.8474 | 0.9
2025-09 | NYIS | Jacobi Medical Center | 63646 | CU2SH | Jacobi Medical Center | Petroleum Liquids | 40.8565 | -73.8474 | 0.3
2025-09 | NYIS | Jacobi Medical Center | 63646 | CU3 | Jacobi Medical Center | Petroleum Liquids | 40.8565 | -73.8474 | 0.9
2025-09 | NYIS | Jacobi Medical Center | 63646 | CU4 | Jacobi Medical Center | Petroleum Liquids | 40.8565 | -73.8474 | 0.2
2025-09 | NYIS | Jacobi Medical Center | 63646 | DET | Jacobi Medical Center | Petroleum Liquids | 40.8565 | -73.8474 | 1
2025-09 | NYIS | Jacobi Medical Center | 63646 | GEN1 | Jacobi Medical Center | Petroleum Liquids | 40.8565 | -73.8474 | 0.5
2025-09 | NYIS | SDM000 Clarkson Fuel Cell | 63647 | SDM00 | 2016 ESA Project Company, LLC | Other Natural Gas | 40.6551 | -73.9441 | 1.8
2025-09 | NYIS | NHH003 Clarkson Fuel Cell | 63648 | NHH03 | 2016 ESA Project Company, LLC | Other Natural Gas | 40.6565 | -73.9428 | 1.1
2025-09 | NYIS | NHH004 Winthrop Fuel Cell | 63649 | NHH04 | 2016 ESA Project Company, LLC | Other Natural Gas | 40.6568 | -73.9467 | 1
2025-09 | MISO | Flodquist Community Solar LLC CSG | 63650 | TC3 | Flodquist Community Solar LLC | Solar Photovoltaic | 45.4894 | -92.857 | 1
2025-09 | CISO | North Kern State Prison Phase II | 63651 | 5812 | SunE P11L Holdings, LLC | Solar Photovoltaic | 35.7804 | -119.3088 | 4
2025-09 | PJM | Sheriff Road | 63654 | SHRFF | Sheriff Rd Solar LLC | Solar Photovoltaic | 38.9113 | -76.8949 | 1.1
2025-09 | ERCO | Coyote Wind LLC | 63655 | COY | EDF Renewable Asset Holdings, Inc. | Onshore Wind Turbine | 32.8488 | -100.8665 | 242.5
2025-09 | MISO | CED Peoria Solar | 63656 | PS1 | Bay4 Energy Services, LLC | Solar Photovoltaic | 40.5763 | -89.7036 | 2
2025-09 | MISO | Siems Solar Project CSG | 63657 | TC3 | Siems Community Solar LLC | Solar Photovoltaic | 44.2724 | -92.557 | 1
2025-09 | MISO | Schueler Community Solar | 63658 | TC3 | Schueler Community Solar LLC | Solar Photovoltaic | 45.3061 | -94.0883 | 1
2025-09 | ISNE | Bowden Solar LLC | 63659 | BOWDN | 38DN Power Fund 1 LLC | Solar Photovoltaic | 42.1092 | -72.3381 | 2
2025-09 | MISO | M72 West Solar | 63660 | M72W | Heritage Sustainable Energy. LLC | Solar Photovoltaic | 44.7768 | -85.7014 | 1.8
2025-09 | NYIS | SWM Fuel Cell | 63661 | SWM-1 | Yaphank Fuel Cell Park, LLC | Other Natural Gas | 40.79 | -72.93 | 2.8
2025-09 | NYIS | SWM Fuel Cell | 63661 | SWM-2 | Yaphank Fuel Cell Park, LLC | Other Natural Gas | 40.79 | -72.93 | 2.8
2025-09 | NYIS | SWM Fuel Cell | 63661 | SWM-3 | Yaphank Fuel Cell Park, LLC | Other Natural Gas | 40.79 | -72.93 | 2.8
2025-09 | NYIS | Montefiore Nyack Hospital | 63662 | CA500 | Montefiore Nyack Hospital | Petroleum Liquids | 41.091 | -73.9182 | 0.5
2025-09 | NYIS | Montefiore Nyack Hospital | 63662 | CAT | Montefiore Nyack Hospital | Petroleum Liquids | 41.091 | -73.9182 | 0.6
2025-09 | NYIS | Montefiore Nyack Hospital | 63662 | DET | Montefiore Nyack Hospital | Petroleum Liquids | 41.091 | -73.9182 | 0.5
2025-09 | PJM | Bitter Ridge Wind Farm, LLC | 63666 | BIT | Bitter Ridge Wind Farm, LLC | Onshore Wind Turbine | 40.3605 | -85.1131 | 130
2025-09 | ISNE | Sanford Solar | 63667 | SAS | Sanford Airport Solar, LLC | Solar Photovoltaic | 43.4569 | -70.7803 | 49.4
2025-09 | ISNE | University Solar, LLC | 63668 | URI | AES Distributed Energy | Solar Photovoltaic | 41.6133 | -71.6593 | 24
2025-09 | NYIS | St. Mary's Hospital For Children | 63669 | CU1 | St. Mary's Hospital For Children | Petroleum Liquids | 40.777 | -73.7704 | 0.5
2025-09 | NYIS | St. Mary's Hospital For Children | 63669 | CU2 | St. Mary's Hospital For Children | Petroleum Liquids | 40.777 | -73.7704 | 1.5
2025-09 | NYIS | Harlem Hospital Center | 63671 | CAT1 | Harlem Hospital Center | Petroleum Liquids | 40.8145 | -73.9399 | 1
2025-09 | NYIS | Harlem Hospital Center | 63671 | CAT2 | Harlem Hospital Center | Petroleum Liquids | 40.8145 | -73.9399 | 1
2025-09 | NYIS | Harlem Hospital Center | 63671 | CAT3 | Harlem Hospital Center | Petroleum Liquids | 40.8145 | -73.9399 | 1
2025-09 | NYIS | Harlem Hospital Center | 63671 | CAT4 | Harlem Hospital Center | Petroleum Liquids | 40.8145 | -73.9399 | 1
2025-09 | NYIS | Harlem Hospital Center | 63671 | CAT5 | Harlem Hospital Center | Petroleum Liquids | 40.8145 | -73.9399 | 0.4
2025-09 | NYIS | Harlem Hospital Center | 63671 | CAT6 | Harlem Hospital Center | Petroleum Liquids | 40.8145 | -73.9399 | 0.3
2025-09 | ISNE | Lakeville Solar | 63672 | LV | C2 MA Lakeville, LLC | Solar Photovoltaic | 41.8652 | -70.9583 | 2.7
2025-09 | NYIS | MSAP 13 | 63675 | TROYL | MSAP 13, LLC | Solar Photovoltaic | 42.6983 | -73.6717 | 2
2025-09 | ISNE | Spencer Solar CSG | 63676 | SPENC | Madison Energy Investments LLC | Solar Photovoltaic | 42.2607 | -72.0156 | 2.3
2025-09 | MISO | Paulson Community (CSG) | 63678 | PAUL | Paulson Community Solar LLC | Solar Photovoltaic | 44.3357 | -93.917 | 1
2025-09 | MISO | Laurel Village (CSG) | 63679 | LAUR | Laurel Village Community Solar LLC | Solar Photovoltaic | 45.0838 | -94.1797 | 1
2025-09 | MISO | Hertzberg Community (CSG) | 63680 | HERTZ | Hertzberg Community Solar | Solar Photovoltaic | 45.4109 | -94.7021 | 1
2025-09 | MISO | Brenda Luhman - CSG | 63682 | BLCS | Brenda Luhman Community Solar LLC | Solar Photovoltaic | 44.2918 | -92.7294 | 1
2025-09 | MISO | Carlson Community (CSG) | 63683 | CRLSN | Carlson Community Solar | Solar Photovoltaic | 45.4832 | -92.8152 | 1
2025-09 | MISO | Hammer Community (CSG) | 63684 | HAMR | Hammer Community Solar LLC | Solar Photovoltaic | 45.4141 | -94.0057 | 1
2025-09 | CISO | Luna Storage | 63685 | LUNA | AES Distributed Energy | Batteries | 34.6833 | -118.3053 | 100
2025-09 | MISO | Crescent Wind Park | 63686 | GFWP | Consumers Energy Co - (MI) | Onshore Wind Turbine | 41.935 | -84.477 | 150
2025-09 | MISO | Gratiot Farms Wind Project | 63687 | CWP | Consumers Energy Co - (MI) | Onshore Wind Turbine | 43.1695 | -84.8653 | 150
2025-09 | ERCO | Topaz Generating | 63688 | CTG-1 | City of San Antonio - (TX) | Natural Gas Fired Combustion Turbine | 29.4264 | -94.9767 | 60.5
2025-09 | ERCO | Topaz Generating | 63688 | CTG-2 | City of San Antonio - (TX) | Natural Gas Fired Combustion Turbine | 29.4264 | -94.9767 | 60.5
2025-09 | ERCO | Topaz Generating | 63688 | CTG-3 | City of San Antonio - (TX) | Natural Gas Fired Combustion Turbine | 29.4264 | -94.9767 | 60.5
2025-09 | ERCO | Topaz Generating | 63688 | CTG-4 | City of San Antonio - (TX) | Natural Gas Fired Combustion Turbine | 29.4264 | -94.9767 | 60.5
2025-09 | ERCO | Topaz Generating | 63688 | CTG-5 | City of San Antonio - (TX) | Natural Gas Fired Combustion Turbine | 29.4264 | -94.9767 | 60.5
2025-09 | ERCO | Topaz Generating | 63688 | CTG-6 | City of San Antonio - (TX) | Natural Gas Fired Combustion Turbine | 29.4264 | -94.9767 | 60.5
2025-09 | ERCO | Topaz Generating | 63688 | CTG-7 | City of San Antonio - (TX) | Natural Gas Fired Combustion Turbine | 29.4264 | -94.9767 | 60.5
2025-09 | ERCO | Topaz Generating | 63688 | CTG-8 | City of San Antonio - (TX) | Natural Gas Fired Combustion Turbine | 29.4264 | -94.9767 | 60.5
2025-09 | ERCO | Topaz Generating | 63688 | CTG-9 | City of San Antonio - (TX) | Natural Gas Fired Combustion Turbine | 29.4264 | -94.9767 | 60.5
2025-09 | ERCO | Topaz Generating | 63688 | CTG10 | City of San Antonio - (TX) | Natural Gas Fired Combustion Turbine | 29.4264 | -94.9767 | 60.5
2025-09 | MISO | Red Lake Falls Community Hybrid | 63689 | RLFS | RWE Clean Energy | Solar Photovoltaic | 47.8693 | -96.319 | 1
2025-09 | MISO | Red Lake Falls Community Hybrid | 63689 | RLFW | RWE Clean Energy | Onshore Wind Turbine | 47.8693 | -96.319 | 4.6
2025-09 | ISNE | Oak Street Solar | 63690 | PV1 | Citizens Enterprises Corporation | Solar Photovoltaic | 42.1486 | -72.4969 | 3.5
2025-09 | PJM | Hunker Solar River, LLC | 63691 | 13502 | SolRiver Capital LLC | Solar Photovoltaic | 40.2164 | -79.6471 | 3.3
2025-09 | PJM | Westmoreland County Solar Project | 63696 | WEST | Novis Renewables, LLC | Solar Photovoltaic | 38.0075 | -76.744 | 19.9
2025-09 | ISNE | Cranberry Solar | 63697 | 13440 | GWE Cranberry Solar RT, LLC | Solar Photovoltaic | 41.872 | -70.9078 | 1
2025-09 | PJM | Galloway Landfill | 63698 | GALLO | NJR Clean Energy Ventures Corporation | Solar Photovoltaic | 40.1724 | -74.0232 | 2.3
2025-09 | CISO | AGT000 Stevens Creek Fuel Cell | 63699 | AGT0A | 2016 ESA Project Company, LLC | Other Natural Gas | 37.3249 | -121.9989 | 1.2
2025-09 | CISO | AGT000 Stevens Creek Fuel Cell | 63699 | AGT0B | 2016 ESA Project Company, LLC | Other Natural Gas | 37.3249 | -121.9989 | 1
2025-09 | PJM | AGT001 Centerville Fuel Cell | 63700 | AGT01 | 2016 ESA Project Company, LLC | Other Natural Gas | 39.7579 | -75.6221 | 1.3
2025-09 | CISO | CST001 McCarthy Fuel Cell | 63701 | CST1A | 2016 ESA Project Company, LLC | Other Natural Gas | 37.4055 | -121.9168 | 0.9
2025-09 | CISO | CST001 McCarthy Fuel Cell | 63701 | CST1B | 2016 ESA Project Company, LLC | Other Natural Gas | 37.4055 | -121.9168 | 0.3
2025-09 | PJM | EQX002 Secaucus Rd Fuel Cell | 63702 | EQX02 | 2016 ESA Project Company, LLC | Other Natural Gas | 40.7754 | -74.0703 | 1.5
2025-09 | PJM | EQX003 Secaucus Rd Fuel Cell | 63703 | EQX03 | 2016 ESA Project Company, LLC | Other Natural Gas | 40.7785 | -74.0722 | 2
2025-09 | CISO | EQX010 Great Oaks Fuel Cell | 63704 | EQ10A | 2016 ESA Project Company, LLC | Other Natural Gas | 37.2421 | -121.7831 | 1.2
2025-09 | CISO | EQX010 Great Oaks Fuel Cell | 63704 | EQ10B | 2016 ESA Project Company, LLC | Other Natural Gas | 37.2421 | -121.7831 | 1.2
2025-09 | CISO | EQX011 Duane Fuel Cell | 63705 | EQ11A | 2016 ESA Project Company, LLC | Other Natural Gas | 37.3782 | -121.9549 | 2
2025-09 | CISO | EQX011 Duane Fuel Cell | 63705 | EQ11B | 2016 ESA Project Company, LLC | Other Natural Gas | 37.3782 | -121.9549 | 1.4
2025-09 | CISO | EQX011 Duane Fuel Cell | 63705 | EQ11C | 2016 ESA Project Company, LLC | Other Natural Gas | 37.3782 | -121.9549 | 1.8
2025-09 | PJM | EQX012 Harz Fuel Cell | 63706 | EQX12 | 2016 ESA Project Company, LLC | Other Natural Gas | 40.7778 | -74.0759 | 2.5
2025-09 | CISO | EQX015 Great Oaks Fuel Cell | 63708 | EQ15A | 2016 ESA Project Company, LLC | Other Natural Gas | 37.2419 | -121.7816 | 2
2025-09 | CISO | EQX015 Great Oaks Fuel Cell | 63708 | EQ15B | 2016 ESA Project Company, LLC | Other Natural Gas | 37.2419 | -121.7816 | 2
2025-09 | CISO | JSR000 N Mathilda Fuel Cell | 63711 | JSR00 | 2016 ESA Project Company, LLC | Other Natural Gas | 37.4124 | -122.024 | 1.1
2025-09 | CISO | KSR028 Merced Fuel Cell | 63712 | KSR28 | 2016 ESA Project Company, LLC | Other Natural Gas | 37.7065 | -122.1647 | 2
2025-09 | PJM | IIV000 Mt Bethel Fuel Cell | 63713 | IIV0A | 2016 ESA Project Company, LLC | Other Natural Gas | 40.6325 | -74.5035 | 1.3
2025-09 | PJM | IIV000 Mt Bethel Fuel Cell | 63713 | IIV0B | 2016 ESA Project Company, LLC | Other Natural Gas | 40.6325 | -74.5035 | 1.3
2025-09 | CISO | GEN005 Antibody Fuel Cell | 63714 | GEN05 | 2016 ESA Project Company, LLC | Other Natural Gas | 33.2109 | -117.299 | 2.5
2025-09 | CISO | SCU000 El Camino Real Fuel Cell | 63715 | SCU00 | 2016 ESA Project Company, LLC | Other Natural Gas | 37.3499 | -121.9406 | 1.5
2025-09 | CISO | KSR053 Cantara Fuel Cell | 63716 | KSR53 | 2016 ESA Project Company, LLC | Other Natural Gas | 33.7902 | -118.2943 | 1.6
2025-09 | CISO | TLR000 Hansen Fuel Cell | 63717 | TLR0A | 2016 ESA Project Company, LLC | Other Natural Gas | 36.6568 | -121.6243 | 1
2025-09 | CISO | TLR000 Hansen Fuel Cell | 63717 | TLR0B | 2016 ESA Project Company, LLC | Other Natural Gas | 36.6568 | -121.6243 | 1.5
2025-09 | CISO | TLR000 Hansen Fuel Cell | 63717 | TLR0C | 2016 ESA Project Company, LLC | Other Natural Gas | 36.6568 | -121.6243 | 0.5
2025-09 | ISNE | ISM Solar Cranston CSG | 63718 | CR | Nautilus Solar Solutions | Solar Photovoltaic | 41.7351 | -71.463 | 3.1
2025-09 | MISO | Hayfield Solar I LLC CSG | 63724 | HAYF1 | REA Investments, LLC | Solar Photovoltaic | 43.8941 | -92.8672 | 1
2025-09 | MISO | Hayfield Solar III LLC CSG | 63725 | HAYF3 | REA Investments, LLC | Solar Photovoltaic | 43.9192 | -92.8613 | 1
2025-09 | MISO | Pipestone City Solar LLC CSG | 63726 | PSCTY | REA Investments, LLC | Solar Photovoltaic | 44.016 | -96.3175 | 1
2025-09 | CISO | Slate Hybrid | 63727 | SL3EC | MN8 Energy LLC | Solar Photovoltaic | 36.227 | -119.8948 | 67.5
2025-09 | CISO | Slate Hybrid | 63727 | SLATE | MN8 Energy LLC | Solar Photovoltaic | 36.227 | -119.8948 | 50.5
2025-09 | CISO | Slate Hybrid | 63727 | SLB3C | MN8 Energy LLC | Batteries | 36.227 | -119.8948 | 33.8
2025-09 | CISO | Slate Hybrid | 63727 | SLBES | MN8 Energy LLC | Batteries | 36.227 | -119.8948 | 50
2025-09 | CISO | Slate Hybrid | 63727 | SLBPW | MN8 Energy LLC | Batteries | 36.227 | -119.8948 | 10
2025-09 | CISO | Slate Hybrid | 63727 | SLBSV | MN8 Energy LLC | Batteries | 36.227 | -119.8948 | 46.5
2025-09 | CISO | Slate Hybrid | 63727 | SLPWR | MN8 Energy LLC | Solar Photovoltaic | 36.227 | -119.8948 | 26
2025-09 | CISO | Slate Hybrid | 63727 | SLSTN | MN8 Energy LLC | Solar Photovoltaic | 36.227 | -119.8948 | 63
2025-09 | CISO | Slate Hybrid | 63727 | SLSVC | MN8 Energy LLC | Solar Photovoltaic | 36.227 | -119.8948 | 93
2025-09 | NYIS | CES Marbletown Solar | 63729 | MT1 | RWE Clean Energy | Solar Photovoltaic | 41.8857 | -74.1027 | 3
2025-09 | CISO | Silverstrand Grid Energy Storage System | 63735 | SLV01 | Silverstrand Grid, LLC | Batteries | 34.2077 | -119.0798 | 11
2025-09 | ERCO | Chisholm Grid Energy Storage System | 63737 | CHS01 | Chisholm Grid, LLC | Batteries | 32.9044 | -97.3861 | 100
2025-09 | ERCO | Helena Wind | 63738 | HEL | Helena Wind, LLC | Onshore Wind Turbine | 28.622 | -97.9376 | 268.2
2025-09 | ERCO | Las Majadas Wind Farm | 63739 | LMAJ | Las Majadas Wind Farm, LLC | Onshore Wind Turbine | 26.3648 | -97.5453 | 272.6
2025-09 | MISO | USS Bluff Country Solar CSG | 63741 | USBCS | United States Solar Corporation | Solar Photovoltaic | 44.1119 | -91.8436 | 1
2025-09 | MISO | USS Viceroy Solar LLC CSG | 63742 | USVIC | United States Solar Corporation | Solar Photovoltaic | 45.4978 | -95.1645 | 1
2025-09 | MISO | USS Solar Way LLC CSG | 63743 | SOLWY | Standard Solar | Solar Photovoltaic | 43.8256 | -93.4338 | 1
2025-09 | MISO | USS Hubers Solar LLC CSG | 63744 | HUBER | United States Solar Corporation | Solar Photovoltaic | 44.4569 | -93.1245 | 1
2025-09 | PJM | Greensville County Solar Project, LLC | 63745 | GVSO | Dominion Energy Inc. | Solar Photovoltaic | 36.64 | -77.57 | 80
2025-09 | PJM | TWE Myrtle Solar Farm, LLC | 63746 | MYSO | Dominion Energy Inc. | Solar Photovoltaic | 36.79 | -76.67 | 15
2025-09 | NYIS | Fogarty CSG | 63747 | GRA | Fogarty Solar LLC | Solar Photovoltaic | 41.5087 | -74.35 | 2
2025-09 | NYIS | Mount Hope West | 63748 | MHW | Mount Hope Solar 2 LLC | Solar Photovoltaic | 41.467 | -74.5094 | 1.9
2025-09 | NYIS | Mount Hope East | 63749 | MHE | Mount Hope Solar 1 LLC | Solar Photovoltaic | 41.4677 | -74.5096 | 1.9
2025-09 | NYIS | Bluestone | 63750 | BLU | Bluestone Solar LLC | Solar Photovoltaic | 41.9875 | -74.0302 | 2
2025-09 | NYIS | Underhill | 63751 | UND | Underhill Solar LLC | Solar Photovoltaic | 41.7163 | -73.8843 | 2
2025-09 | NYIS | Grabinski | 63752 | GRA | Grabinski Solar LLC | Solar Photovoltaic | 41.5787 | -74.1797 | 2
2025-09 | ERCO | Madero Grid | 63757 | MAD01 | Madero Grid, LLC | Batteries | 26.1698 | -98.3298 | 100
2025-09 | CISO | Kroger La Habra | 63758 | KROLH | Ralph's Grocery Company | Solar Photovoltaic | 33.9221 | -117.9391 | 1.2
2025-09 | CISO | Soscol Ferry Solar | 63761 | SSCLC | Soscol Ferry Solar | Solar Photovoltaic | 38.2374 | -122.2752 | 1
2025-09 | CISO | Soscol Ferry Solar | 63761 | SSCLD | Soscol Ferry Solar | Solar Photovoltaic | 38.2374 | -122.2752 | 1
2025-09 | CISO | Silveira Ranch Road Solar | 63762 | SILVA | Silveira Ranch Road Solar | Solar Photovoltaic | 38.1535 | -122.5657 | 1
2025-09 | CISO | Silveira Ranch Road Solar | 63762 | SILVB | Silveira Ranch Road Solar | Solar Photovoltaic | 38.1535 | -122.5657 | 1
2025-09 | CISO | Silveira Ranch Road Solar | 63762 | SILVC | Silveira Ranch Road Solar | Solar Photovoltaic | 38.1535 | -122.5657 | 1
2025-09 | ISNE | CES Agawam Tuckahoe Solar Hybrid | 63763 | ATES | CES Agawam Tuckahoe Solar LLC | Batteries | 42.059 | -72.691 | 2.6
2025-09 | ISNE | CES Agawam Tuckahoe Solar Hybrid | 63763 | ATPV | CES Agawam Tuckahoe Solar LLC | Solar Photovoltaic | 42.059 | -72.691 | 3.6
2025-09 | ERCO | Elm Branch Solar 1 | 63764 | TXEB1 | Lightsource Renewable Energy Asset Management, LLC | Solar Photovoltaic | 32.2326 | -96.7061 | 134.7
2025-09 | MISO | Happy Solar 1 | 63766 | ARHA1 | Lightsource Renewable Energy Asset Management, LLC | Solar Photovoltaic | 35.1677 | -91.6603 | 95
2025-09 | PJM | Elk Hill Solar 2 | 63768 | PAEH2 | Lightsource Renewable Energy Asset Management, LLC | Solar Photovoltaic | 39.7996 | -77.8116 | 15
2025-09 | ERCO | Briar Creek Solar 1 | 63769 | TXBC1 | Lightsource Renewable Energy Asset Management, LLC | Solar Photovoltaic | 32.0675 | -96.5851 | 127
2025-09 | NYIS | Adirondack Solar | 63772 | 1394 | Cypress Creek Renewables | Solar Photovoltaic | 44.8936 | -73.8417 | 1.1
2025-09 | PJM | Elk Hill Solar 1 | 63773 | PAEH1 | Lightsource Renewable Energy Asset Management, LLC | Solar Photovoltaic | 39.8492 | -77.9291 | 20
2025-09 | NYIS | Mount Kisco Landfill Solar & Storage CSG | 63774 | KISCB | BQ Energy LLC | Batteries | 41.1955 | -73.7361 | 0.7
2025-09 | NYIS | Mount Kisco Landfill Solar & Storage CSG | 63774 | KRS | BQ Energy LLC | Solar Photovoltaic | 41.1955 | -73.7361 | 1
2025-09 | NYIS | NY- CSG- Johnstown 2 | 63780 | JOHN2 | NY- CSG- Johnstown 2 | Solar Photovoltaic | 43.0423 | -74.3788 | 2
2025-09 | NYIS | NY- CSG- Livingston 4 | 63781 | LIV4 | NY- CSG- Livingston 4 | Solar Photovoltaic | 42.9199 | -77.7642 | 2
2025-09 | PJM | Ben Moreell Solar Farm | 63786 | BMSF | MN8 Energy LLC | Solar Photovoltaic | 40.28 | -74.1 | 20
2025-09 | PJM | Pleasant Hill PV1 | 63787 | PHILL | Pine Gate Renewables | Solar Photovoltaic | 36.5311 | -77.5504 | 20
2025-09 | MISO | Illinois PV Fulton 1 CSG | 63790 | FULT | Illinois PV Fulton 1, LLC | Solar Photovoltaic | 40.6985 | -89.9679 | 2
2025-09 | MISO | Sobania Community Solar LLC | 63791 | SOB01 | Madison Energy Holdings LLC | Solar Photovoltaic | 45.4236 | -94.0211 | 1
2025-09 | MISO | Svihel Community Solar LLC CSG | 63792 | SVH01 | Svihel Community Solar LLC | Solar Photovoltaic | 45.678 | -93.919 | 1
2025-09 | MISO | Studenski Community Solar LLC CSG | 63793 | STU01 | Studenski Community Solar LLC | Solar Photovoltaic | 45.63 | -94.05 | 1
2025-09 | MISO | Stevens Community Solar LLC | 63794 | ST001 | Madison Energy Holdings LLC | Solar Photovoltaic | 45.6613 | -93.9423 | 1
2025-09 | ERCO | Ellis Solar LLC | 63797 | GER01 | 174 Power Global Corp. | Solar Photovoltaic | 32.4672 | -97.0543 | 80
2025-09 | NYIS | NY - CSG - Ellsworth II | 63800 | 23 | Nautilus Solar Solutions | Solar Photovoltaic | 42.8997 | -73.7075 | 2
2025-09 | PJM | St. Joseph Solar | 63801 | 1 | Indiana Michigan Power Co | Solar Photovoltaic | 41.7311 | -86.1083 | 20
2025-09 | ISNE | Partridgeville Hybrid CSG | 63804 | PAR | Partridgeville Road Solar 1, LLC | Solar Photovoltaic | 42.5714 | -72.2574 | 3.3
2025-09 | ISNE | Partridgeville Hybrid CSG | 63804 | PBESS | Partridgeville Road Solar 1, LLC | Batteries | 42.5714 | -72.2574 | 2
2025-09 | ISNE | Williamsville Hybrid CSG | 63805 | WBESS | 147 Williamsville Solar 1, LLC | Batteries | 42.4695 | -72.0698 | 3.3
2025-09 | ISNE | Williamsville Hybrid CSG | 63805 | WIL | 147 Williamsville Solar 1, LLC | Solar Photovoltaic | 42.4695 | -72.0698 | 5
2025-09 | MISO | RJC CSG, LLC | 63816 | RJC01 | Madison Energy Holdings LLC | Solar Photovoltaic | 44.125 | -93.277 | 1
2025-09 | MISO | Hinterland CSG, LLC | 63817 | HIN01 | Madison Energy Holdings LLC | Solar Photovoltaic | 45.416 | -94.01 | 1
2025-09 | MISO | Betcher CSG 1, LLC | 63819 | BET01 | Madison Energy Holdings LLC | Solar Photovoltaic | 44.392 | -92.595 | 1
2025-09 | MISO | Huneke CSG 1, LLC | 63820 | HUN01 | Madison Energy Holdings LLC | Solar Photovoltaic | 44.297 | -92.736 | 1
2025-09 | MISO | Huneke CSG 2, LLC | 63821 | HUN02 | Madison Energy Holdings LLC | Solar Photovoltaic | 44.263 | -92.669 | 1
2025-09 | PJM | CED Beecher Sun Solar | 63823 | BS1 | Bay4 Energy Services, LLC | Solar Photovoltaic | 41.3271 | -87.6105 | 2
2025-09 | PJM | CED Hilltop Solar | 63824 | HS1 | Bay4 Energy Services, LLC | Solar Photovoltaic | 42.3391 | -89.198 | 2
2025-09 | PJM | Lineage Logistics Solar | 63825 | LLCHI | DG Illinois Solar, LLC | Solar Photovoltaic | 41.455 | -87.752 | 1.6
2025-09 | MISO | POET Biorefining - Jewell | 63826 | 1 | POET Biorefining - Jewell | Natural Gas Steam Turbine | 42.3284 | -93.6623 | 5
2025-09 | PJM | Hardin Solar Energy II LLC | 63828 | GEN1 | Invenergy Services LLC | Solar Photovoltaic | 40.6325 | -83.7924 | 150
2025-09 | PJM | POET Biorefining - Marion, LLC | 63829 | 1 | POET Biorefining - Marion, LLC | Natural Gas Steam Turbine | 40.622 | -83.157 | 3.9
2025-09 | PJM | POET Biorefining - Marion, LLC | 63829 | 2 | POET Biorefining - Marion, LLC | Natural Gas Steam Turbine | 40.622 | -83.157 | 3.9
2025-09 | MISO | Conagra Foods at St. Elmo | 63830 | CFS | Luminace Solar Illinois 2, LLC | Solar Photovoltaic | 39.0106 | -88.8443 | 1.8
2025-09 | MISO | POET Biorefining Caro, LLC | 63831 | 1 | POET Biorefining Caro, LLC | Natural Gas Steam Turbine | 43.4729 | -83.4118 | 3.8
2025-09 | MISO | POET Biorefining-Hanlontown, LLC | 63832 | 1 | POET Biorefining-Hanlontown, LLC | All Other | 43.2924 | -93.3928 | 4
2025-09 | CISO | Gateway Energy Storage System | 63834 | GTWAY | Gateway Energy Storage, LLC | Batteries | 32.5706 | -116.9106 | 250
2025-09 | PJM | High Point Solar LLC | 63838 | HPS | Acciona Energy USA Global, LLC | Solar Photovoltaic | 42.4329 | -89.9069 | 100
2025-09 | ERCO | Sparta Solar | 63840 | 1111 | Sparta Solar, LLC | Solar Photovoltaic | 28.6553 | -98.0014 | 250
2025-09 | CISO | Johanna Energy Center, LLC | 63843 | SAP2 | Johanna Energy Center, LLC | Batteries | 33.715 | -117.854 | 20
2025-09 | CISO | Johanna Energy Center, LLC | 63843 | SASP1 | Johanna Energy Center, LLC | Batteries | 33.715 | -117.854 | 20
2025-09 | CISO | Johanna Energy Center, LLC | 63843 | SASP3 | Johanna Energy Center, LLC | Batteries | 33.715 | -117.854 | 40
2025-09 | SWPP | Fort Calhoun Community Solar | 63844 | FTCAL | Madison Energy Investments LLC | Solar Photovoltaic | 41.4566 | -96.0048 | 5
2025-09 | MISO | DePue Holdings, LLC | 63845 | DEPUE | DePue Holdings, LLC | Solar Photovoltaic | 41.3382 | -89.3012 | 20
2025-09 | CISO | Solar Blue | 63848 | BESS1 | Westlands Solar Blue | Batteries | 36.174 | -119.9043 | 225
2025-09 | CISO | Solar Blue | 63848 | SBLUE | Westlands Solar Blue | Solar Photovoltaic | 36.174 | -119.9043 | 250
2025-09 | CISO | Chestnut | 63849 | BESS1 | Chestnut Westside LLC | Batteries | 36.1602 | -119.9049 | 135
2025-09 | CISO | Chestnut | 63849 | CHNUT | Chestnut Westside LLC | Solar Photovoltaic | 36.1602 | -119.9049 | 150.6
2025-09 | MISO | POET Biorefining - North Manchester, LLC | 63852 | K745 | POET Biorefining - North Manchester, LLC | Natural Gas Steam Turbine | 40.942 | -85.8036 | 3.9
2025-09 | MISO | POET Biorefining - Chancellor | 63853 | 1 | POET Biorefining- Chancellor | Wood/Wood Waste Biomass | 43.3705 | -96.9598 | 5.4
2025-09 | NYIS | Medusa NY 1 | 63854 | 8175C | Medusa NY 1, LLC | Solar Photovoltaic | 42.4663 | -74.0995 | 2
2025-09 | NYIS | Walden NY 1 | 63855 | 8175E | Walden NY 1, LLC | Solar Photovoltaic | 41.5527 | -74.1455 | 2
2025-09 | NYIS | Westtown NY 2 | 63856 | 8175D | Westtown NY 2, LLC | Solar Photovoltaic | 41.3455 | -74.5238 | 2
2025-09 | NYIS | Middletown NY 1 | 63857 | 8175B | Middletown NY 1, LLC | Solar Photovoltaic | 41.4089 | -74.5098 | 2
2025-09 | NYIS | Westerlo NY 1 | 63858 | 8175A | Westerlo NY 1, LLC | Solar Photovoltaic | 42.4382 | -74.0159 | 2
2025-09 | CISO | Golden Field Solar III, LLC | 63859 | RCBA | Golden Fields Solar III, LLC | Batteries | 34.847 | -118.395 | 147
2025-09 | CISO | Golden Field Solar III, LLC | 63859 | RCTR | Golden Fields Solar III, LLC | Solar Photovoltaic | 34.847 | -118.395 | 192
2025-09 | MISO | Logansport Solar | 63861 | INLP | Cardinal Renewables | Solar Photovoltaic | 40.7601 | -86.3883 | 16
2025-09 | CISO | Camp San Luis Obispo | 63870 | CPSLO | Ecoplexus, Inc | Solar Photovoltaic | 35.322 | -120.7323 | 1.2
2025-09 | CISO | Kern Valley SP | 63875 | KRNVL | Ecoplexus, Inc | Solar Photovoltaic | 35.764 | -119.3138 | 3
2025-09 | PJM | Willowbrook Solar I, LLC | 63877 | WBS | RWE Clean Energy | Solar Photovoltaic | 39.0218 | -83.705 | 150
2025-09 | ERCO | Samson Solar Energy II LLC | 63882 | GEN1 | Invenergy Services LLC | Solar Photovoltaic | 33.458 | -95.349 | 200
2025-09 | ERCO | Samson Solar Energy III LLC | 63883 | GEN1 | Invenergy Services LLC | Solar Photovoltaic | 33.4265 | -95.3574 | 250
2025-09 | ERCO | Delilah Solar Energy II LLC | 63884 | GEN1 | Invenergy Services LLC | Solar Photovoltaic | 33.4816 | -95.2692 | 310
2025-09 | ISNE | East Brookfield Main Street Solar LLC CS | 63887 | EBMSS | AES Distributed Energy | Solar Photovoltaic | 42.2323 | -72.0294 | 1
2025-09 | MISO | ESIL-PFCHICAGO 3, LLC | 63888 | PF3CH | Madison Energy Holdings LLC | Solar Photovoltaic | 41.849 | -87.669 | 1.4
2025-09 | MISO | ESIL-PFCHICAGO 2, LLC | 63889 | PF2CH | Madison Energy Holdings LLC | Solar Photovoltaic | 41.817 | -87.735 | 1
2025-09 | CISO | Saticoy | 63891 | SATCY | Ventura Energy Storage, LLC | Batteries | 34.2567 | -119.1573 | 100
2025-09 | ERCO | Lily Solar Hybrid | 63892 | LILY | Lily Solar, LLC | Solar Photovoltaic | 32.5333 | -96.429 | 146.7
2025-09 | ERCO | Lily Solar Hybrid | 63892 | LILYB | Lily Solar, LLC | Batteries | 32.5333 | -96.429 | 55.2
2025-09 | ISNE | GD Hopkinton Main I, LLC | 63893 | MAIN1 | GD Hopkinton Main I, LLC | Solar Photovoltaic | 41.4383 | -71.7811 | 2.6
2025-09 | ISNE | GD Hopkinton Main I, LLC | 63893 | MAIN2 | GD Hopkinton Main I, LLC | Solar Photovoltaic | 41.4383 | -71.7811 | 3.9
2025-09 | ISNE | GD Hopkinton Main I, LLC | 63893 | MAIN3 | GD Hopkinton Main I, LLC | Solar Photovoltaic | 41.4383 | -71.7811 | 4.1
2025-09 | ISNE | Milo PV - BD Solar 1 LLC | 63894 | MILPV | BD Solar 1 LLC | Solar Photovoltaic | 45.267 | -68.991 | 20
2025-09 | ISNE | Augusta PV - BD Solar Augusta LLC | 63895 | AUGPV | BD Solar Augusta LLC | Solar Photovoltaic | 44.328 | -69.731 | 7.2
2025-09 | ISNE | Fairfield PV - BD Solar Fairfield LLC | 63896 | FAIPV | BD Solar Fairfield LLC | Solar Photovoltaic | 44.634 | -69.597 | 5
2025-09 | ISNE | Oxford PV - BD Solar Oxford LLC | 63897 | OXFPV | BD Solar Oxford LLC | Solar Photovoltaic | 44.151 | -70.476 | 9.2
2025-09 | MISO | Cornillie 2 Community (CSG) | 63899 | CORN | Cornillie 2 Community Solar LLC | Solar Photovoltaic | 45.4594 | -92.8948 | 1.4
2025-09 | PJM | Pinesburg Solar LLC | 63903 | PINE1 | Madison Energy Holdings LLC | Solar Photovoltaic | 39.6252 | -77.8609 | 4.3
2025-09 | PJM | Timonium Fairgrounds | 63904 | FAIR1 | Madison Energy Holdings LLC | Solar Photovoltaic | 39.447 | -76.63 | 1.9
2025-09 | ERCO | Azure Sky Solar | 63905 | ASKYB | Azure Sky Solar Project, LLC | Batteries | 33.0216 | -99.6146 | 91.2
2025-09 | ERCO | Azure Sky Solar | 63905 | ASKYS | Azure Sky Solar Project, LLC | Solar Photovoltaic | 33.0216 | -99.6146 | 225
2025-09 | MISO | Panther Creek Wind Project | 63907 | WTGE | Greenbacker Renewable Energy Corporation | Onshore Wind Turbine | 39.6206 | -90.8761 | 54.4
2025-09 | PJM | Otter Creek Solar | 63909 | OTTER | Dominion Energy Inc. | Solar Photovoltaic | 36.8071 | -78.5098 | 60
2025-09 | PJM | Bluegrass Solar | 63910 | BGS | MN8 Energy LLC | Solar Photovoltaic | 39.1788 | -75.9609 | 79.6
2025-09 | PJM | DC Water Solar | 63917 | 8030A | Marbury Point Solar LLC | Solar Photovoltaic | 38.8192 | -77.0189 | 3.5
2025-09 | MISO | POET Biorefining - Hudson | 63918 | 1 | POET Biorefining - Hudson | Natural Gas Steam Turbine | 43.0969 | -96.477 | 3.6
2025-09 | MISO | POET Biorefining LLC - Corning | 63919 | 1 | POET Biorefining LLC - Corning | Natural Gas Steam Turbine | 40.9662 | -94.7958 | 5
2025-09 | PJM | POET Biorefining - Fostoria | 63920 | 1 | Fostoria Ethanol | Natural Gas Steam Turbine | 41.1718 | -83.3777 | 3.5
2025-09 | MISO | POET Biorefining - Shelbyville | 63921 | 1 | POET Biorefing- Shelbyville | Natural Gas Steam Turbine | 39.56 | -85.822 | 6.1
2025-09 | PJM | POET Biorefining - Portland | 63922 | G-745 | POET Biorefining - Portland | Natural Gas Steam Turbine | 40.4145 | -85.0255 | 3.5
2025-09 | MISO | POET Biorefining - Gowrie | 63923 | 1 | POET Biorefining - Gowrie | Natural Gas Steam Turbine | 42.3198 | -94.2874 | 5
2025-09 | PJM | POET Biorefining- Alexandria, LLC | 63924 | 1 | POET Biorefining - Alexandria, LLC. | Natural Gas Steam Turbine | 40.2943 | -85.6544 | 3.6
2025-09 | PJM | POET Biorefining - Leipsic, LLC | 63927 | 1 | POET Biorefining - Leipsic, LLC | Natural Gas Steam Turbine | 41.1206 | -83.9706 | 3.5
2025-09 | CISO | Vacaville Hospital | 63928 | 6701 | KP Vacaville Solar, LLC | Solar Photovoltaic | 38.3887 | -121.9386 | 1.5
2025-09 | MISO | Troy Solar | 63929 | TROY1 | Southern Indiana Gas & Elec Co | Solar Photovoltaic | 38.0154 | -86.7916 | 50.4
2025-09 | CISO | Cal Flats BESS | 63930 | CF60 | Arevon Energy, Inc. | Batteries | 35.8667 | -120.3294 | 60
2025-09 | PJM | CPV Three Rivers Energy Center | 63931 | GEN1 | CPV Three Rivers, LLC | Natural Gas Fired Combined Cycle | 41.3722 | -88.2844 | 650
2025-09 | PJM | CPV Three Rivers Energy Center | 63931 | GEN2 | CPV Three Rivers, LLC | Natural Gas Fired Combined Cycle | 41.3722 | -88.2844 | 650
2025-09 | CISO | Titan Solar 1 (CA) | 63932 | TITN1 | Titan Solar 1, LLC | Solar Photovoltaic | 33.1258 | -115.9111 | 70
2025-09 | MISO | Severson Garden | 63934 | CGS | Severson HoldCo LLC | Solar Photovoltaic | 44.0006 | -93.4959 | 1
2025-09 | MISO | Marion Garden | 63935 | CGS | Excelsior Energy Capital | Solar Photovoltaic | 44.2501 | -93.274 | 1
2025-09 | MISO | Silver Lake Garden | 63936 | CGS | Excelsior Energy Capital | Solar Photovoltaic | 44.0079 | -93.4954 | 1
2025-09 | MISO | Lyman Garden | 63937 | CGS | Excelsior Energy Capital | Solar Photovoltaic | 44.4764 | -93.1531 | 1
2025-09 | MISO | Nicollet Garden | 63938 | CGS | Excelsior Energy Capital | Solar Photovoltaic | 44.2536 | -94.2707 | 1
2025-09 | MISO | Union Garden | 63939 | CGS | Excelsior Energy Capital | Solar Photovoltaic | 44.4694 | -93.1356 | 1
2025-09 | CISO | Central 40 | 63940 | CEN40 | Central 40, LLC | Solar Photovoltaic | 37.246 | -121.104 | 40
2025-09 | CISO | Oasis Alta | 63941 | OA1 | Terra-Gen Operating Co-Wind | Onshore Wind Turbine | 35.0592 | -118.2919 | 14.4
2025-09 | ISNE | Sunpin Blandford | 63942 | SUNBI | Blandford Sun, LLC | Solar Photovoltaic | 42.1734 | -73.0247 | 4.7
2025-09 | CISO | Coso Battery Storage | 63943 | 61730 | Arevon Asset Management | Batteries | 36.0069 | -117.8106 | 60
2025-09 | ISNE | Blackhorse Farm Solar, LLC CSG | 63944 | BHF | AES Distributed Energy | Solar Photovoltaic | 41.7186 | -71.2342 | 3.8
2025-09 | MISO | Clinton Solar 4 LLC CSG | 63945 | CLIN | Clinton Solar 4 LLC | Solar Photovoltaic | 38.5959 | -89.2751 | 2
2025-09 | MISO | Vermilion Solar 1, LLC CSG | 63946 | VERM | Vermilion Solar 1, LLC | Solar Photovoltaic | 40.1244 | -87.6292 | 2
2025-09 | CISO | DGS Valley State Prison | 63947 | 579 | Forefront Power, LLC | Solar Photovoltaic | 37.1012 | -120.1531 | 2.3
2025-09 | PJM | CED Spring Creek Solar | 63948 | CS1 | Bay4 Energy Services, LLC | Solar Photovoltaic | 41.1082 | -87.7261 | 2
2025-09 | PJM | Cortland | 63949 | CORT2 | Cortland Solar 2 LLC | Solar Photovoltaic | 41.9222 | -88.6888 | 2
2025-09 | ISNE | Erving CSG | 63950 | ERVIN | Erving Poplar Mountain Solar 1, LLC | Solar Photovoltaic | 42.6037 | -72.4712 | 1
2025-09 | PJM | Lena | 63951 | LENA | Lena Solar 1 LLC | Solar Photovoltaic | 42.3568 | -89.884 | 2
2025-09 | MISO | Ridge Farm | 63952 | RIDGE | Ridge Farm Solar 1 LLC | Solar Photovoltaic | 39.8882 | -87.6859 | 2
2025-09 | ISNE | Easthampton CSG | 63953 | EASTP | Easthampton Park Solar 1, LLC | Solar Photovoltaic | 42.2478 | -72.6798 | 2.5
2025-09 | PJM | Mendota | 63954 | MENDS | Mendota US Solar 1 LLC | Solar Photovoltaic | 41.5486 | -89.1599 | 2
2025-09 | PJM | Danville Farm, LLC | 63965 | 1 | Thor Solar 1 CEI, LLC | Solar Photovoltaic | 36.591 | -79.302 | 12
2025-09 | MISO | FastSun12 CSG | 63966 | FS12 | Altus Power America Management, LLC | Solar Photovoltaic | 44.2201 | -93.457 | 1
2025-09 | PJM | Charter Durabar at Woodstock | 63967 | CDB1 | Luminace Solar Illinois 2, LLC | Solar Photovoltaic | 42.2899 | -88.4071 | 1
2025-09 | PJM | Charter Durabar at Woodstock | 63967 | CDB2 | Luminace Solar Illinois 2, LLC | Solar Photovoltaic | 42.2899 | -88.4071 | 1
2025-09 | MISO | The GSI Group LLC at Assumption | 63968 | GSI | Luminace Solar Illinois 2, LLC | Solar Photovoltaic | 39.513 | -89.0373 | 1.5
2025-09 | PJM | 7185 13th Pl. NW | 63970 | 10020 | New Columbia Solar | Solar Photovoltaic | 38.9772 | -77.0314 | 0.9
2025-09 | PJM | CCUA Solar | 63971 | CCUA | CCUA Solar, LLC | Solar Photovoltaic | 39.4153 | -75.2357 | 1.5
2025-09 | MISO | Central Generating | 63977 | 1 | North American Central - LLC | Landfill Gas | 43.3335 | -85.506 | 1.6
2025-09 | MISO | Central Generating | 63977 | 2 | North American Central - LLC | Landfill Gas | 43.3335 | -85.506 | 0.8
2025-09 | MISO | Central Generating | 63977 | 3 | North American Central - LLC | Landfill Gas | 43.3335 | -85.506 | 1.6
2025-09 | ERCO | Fort Bend Solar LLC | 63985 | FBS | Acciona Energy USA Global, LLC | Solar Photovoltaic | 29.5603 | -95.9804 | 240
2025-09 | CISO | Rialto - High School | 63986 | 10136 | Onyx Asset Services Group | Solar Photovoltaic | 34.0903 | -117.3556 | 0.9
2025-09 | MISO | Novel Martens Solar LLC(CSG) | 63987 | MRTNS | REA Investments, LLC | Solar Photovoltaic | 44.4424 | -94.3872 | 1
2025-09 | PJM | Blooming Grove Wind Energy Center | 63988 | GEN1 | Invenergy Services LLC | Onshore Wind Turbine | 40.6611 | -88.3951 | 250
2025-09 | PJM | Peterman II | 63989 | PETE | Peterman Solar II, LLC | Solar Photovoltaic | 41.0704 | -87.7889 | 2
2025-09 | PJM | Kish CSG | 63990 | KISH | Kish Solar, LLC | Solar Photovoltaic | 42.2152 | -88.9206 | 2
2025-09 | PJM | Nostrand | 63991 | NOS | Nostrand Solar, LLC | Solar Photovoltaic | 41.2074 | -87.8378 | 2
2025-09 | PJM | Vulcan | 63992 | VUL | Vulcan Solar, LLC | Solar Photovoltaic | 41.1034 | -87.975 | 2
2025-09 | CISO | FTF-PackingShed | 63993 | FTF02 | Family Tree Farms | Solar Photovoltaic | 36.5469 | -119.4302 | 1
2025-09 | CISO | Firebaugh-CCS-PV-1 | 63994 | MWF01 | Mike Woolf Farming | Solar Photovoltaic | 36.7347 | -120.6128 | 1
2025-09 | ISNE | Pine Hill | 63997 | PHS01 | Onsite Partners, LLC | Solar Photovoltaic | 41.821 | -71.5625 | 5
2025-09 | ISNE | Amaterasu LLC | 64000 | BESS | AES Distributed Energy | Batteries | 42.5193 | -71.6734 | 3.2
2025-09 | ISNE | Amaterasu LLC | 64000 | DRC | AES Distributed Energy | Solar Photovoltaic | 42.5193 | -71.6734 | 4.6
2025-09 | MISO | Camellia Solar, LLC | 64001 | CAMEL | Geronimo Power | Solar Photovoltaic | 45.6427 | -95.3533 | 1
2025-09 | SWPP | Iron Star Wind Project | 64003 | WTG1 | Engie North America | Onshore Wind Turbine | 37.6487 | -99.9809 | 297.6
2025-09 | NYIS | Interfaith Medical Center | 64004 | EGB17 | Interfaith Medical Center | Petroleum Liquids | 40.6786 | -73.9374 | 1.2
2025-09 | CISO | Toyota Long Beach Trigen | 64005 | MMR-1 | Long Beach Trigen, LLC | Other Waste Biomass | 33.7809 | -118.2224 | 2.8
2025-09 | PJM | Energix Hollyfield, LLC | 64010 | ENX06 | Energix Hollyfield, LLC | Solar Photovoltaic | 37.671 | -77.17 | 13
2025-09 | PJM | Energix Nokesville, LLC | 64012 | ENX07 | Energix Nokesville, LLC | Solar Photovoltaic | 38.672 | -77.593 | 20
2025-09 | PJM | Somonauk Road Solar 1 | 64013 | 6344 | Somonauk Road Solar 1, LLC | Solar Photovoltaic | 41.7583 | -88.6563 | 2
2025-09 | ISNE | 28 Livermore Hill Road Solar | 64014 | 7405 | 28 Livermore Hill Road Solar, LLC | Solar Photovoltaic | 42.5515 | -71.9511 | 5
2025-09 | PJM | Energix Buckingham, LLC | 64015 | ENX05 | Energix Buckingham, LLC | Solar Photovoltaic | 37.5064 | -78.381 | 20
2025-09 | MISO | Edwardsville Solar II | 64016 | 6777 | Edwardsville Solar II, LLC | Solar Photovoltaic | 38.8145 | -89.9973 | 2
2025-09 | NYIS | Brick Church Solar | 64017 | 7405 | Brick Church Solar 1, LLC | Solar Photovoltaic | 42.7556 | -73.58 | 4
2025-09 | PJM | Route 76 Boone Solar 1 | 64018 | 7724 | Route 76 Boone Solar 1, LLC | Solar Photovoltaic | 42.4189 | -88.8461 | 2
2025-09 | PJM | Altavista Solar | 64019 | ATLA | Altavista Solar, LLC | Solar Photovoltaic | 37.1482 | -79.3475 | 80
2025-09 | MISO | West Riverside Energy Center | 64020 | CTG3 | Wisconsin Power & Light Co | Natural Gas Fired Combined Cycle | 42.5821 | -89.0412 | 232.9
2025-09 | MISO | West Riverside Energy Center | 64020 | CTG4 | Wisconsin Power & Light Co | Natural Gas Fired Combined Cycle | 42.5821 | -89.0412 | 232.9
2025-09 | MISO | West Riverside Energy Center | 64020 | PV1 | Wisconsin Power & Light Co | Solar Photovoltaic | 42.5821 | -89.0412 | 4.4
2025-09 | MISO | West Riverside Energy Center | 64020 | STG2 | Wisconsin Power & Light Co | Natural Gas Fired Combined Cycle | 42.5821 | -89.0412 | 257.4
2025-09 | PJM | 10 Finderne Avenue Solar, LLC | 64023 | 246 | Greenbacker Renewable Energy Corporation | Solar Photovoltaic | 40.5581 | -74.5759 | 2.3
2025-09 | PJM | 101 Carnegie Center Solar, LLC | 64025 | 297 | Greenbacker Renewable Energy Corporation | Solar Photovoltaic | 40.3231 | -74.6451 | 1.2
2025-09 | ERCO | ANSON Solar Center, LLC | 64026 | SF1 | Engie North America | Solar Photovoltaic | 32.811 | -99.9175 | 200
2025-09 | CISO | SB Water Reclamation Fuel Cell | 64027 | MB19 | San Bernardino Fuel Cell, LLC | Other Waste Biomass | 34.0756 | -117.2873 | 1.4
2025-09 | CISO | San Diego - EMDF at San Diego | 64028 | EMDF | California PV Energy 3, LLC | Solar Photovoltaic | 32.5903 | -116.9195 | 2.9
2025-09 | MISO | Bauer Solar CSG | 64029 | TC3 | Bauer Community Solar LLC | Solar Photovoltaic | 45.2735 | -94.2319 | 0.9
2025-09 | NYIS | Kenmare - Sullivan Community College | 64030 | GEN1 | MN8 Energy LLC | Solar Photovoltaic | 41.7728 | -74.6667 | 2
2025-09 | MISO | Apple Canyon Lake Solar | 64040 | 1 | ACM Solar, LLC. | Solar Photovoltaic | 42.4367 | -90.1796 | 1.2
2025-09 | NYIS | Wappinger 9D Solar | 64041 | 4683 | Wappinger 9D Solar, LLC | Solar Photovoltaic | 41.5654 | -73.938 | 2
2025-09 | ISNE | Montague Road Solar | 64042 | 3958 | Montague Road Solar, LLC | Solar Photovoltaic | 42.4217 | -72.5369 | 3.6
2025-09 | ISNE | Montague Road Solar | 64042 | 39581 | Montague Road Solar, LLC | Batteries | 42.4217 | -72.5369 | 2
2025-09 | MISO | Olney Solar II CSG | 64043 | 6778 | Olney Solar II, LLC | Solar Photovoltaic | 38.7216 | -88.1268 | 2
2025-09 | NYIS | Off Airport Road - West | 64044 | 7141 | Off Airport Road - West, LLC | Solar Photovoltaic | 41.7856 | -74.229 | 4
2025-09 | ISNE | Fitchburg Renewables | 64045 | 4648 | Fitchburg Renewables, LLC | Solar Photovoltaic | 42.6044 | -71.7957 | 4
2025-09 | NYIS | 6140 Route 209 - North | 64046 | 7140 | 6140 Route 209 - North, LLC | Solar Photovoltaic | 41.7876 | -74.2889 | 4
2025-09 | SWPP | Caddo Wind | 64047 | 46002 | ALLETE Clean Energy | Onshore Wind Turbine | 34.9851 | -98.3838 | 303.2
2025-09 | CISO | San Diego - NCRC at Vista | 64049 | NCRC | California PV Energy 3, LLC | Solar Photovoltaic | 33.1903 | -117.2556 | 1.8
2025-09 | CISO | Wonderful Orchards - New Columbia | 64055 | WOC | Wonderful Renewable Energy, LLC. | Solar Photovoltaic | 36.8249 | -120.3179 | 5
2025-09 | MISO | T Luhman CSG | 64056 | TLU01 | Madison Energy Holdings LLC | Solar Photovoltaic | 44.282 | -92.682 | 1
2025-09 | MISO | 2662 Freeport Solar 1 CSG | 64058 | FREE | 2662 Freeport Solar 1, LLC | Solar Photovoltaic | 42.3397 | -89.6327 | 2
2025-09 | MISO | Whiteside Solar 1 CSG | 64059 | WSIDE | Whiteside Solar 1, LLC | Solar Photovoltaic | 41.8569 | -90.1589 | 2
2025-09 | ISNE | SELCO Community Solar | 64060 | SELCO | Massachusetts Mun Wholes Electric Co | Solar Photovoltaic | 42.2656 | -71.6881 | 3
2025-09 | ISNE | Palmyra PV - BD Solar Palmyra LLC | 64062 | PALPV | BD Solar Palmyra LLC | Solar Photovoltaic | 44.84 | -69.31 | 5
2025-09 | ISNE | BD Solar Hancock LLC | 64068 | HANPV | BD Solar Hancock LLC | Solar Photovoltaic | 44.5357 | -68.3547 | 7
2025-09 | ISNE | Winslow PV - BD Solar 2 LLC | 64069 | WINPV | BD Solar 2 LLC | Solar Photovoltaic | 44.56 | -69.59 | 7
2025-09 | ISNE | BD Solar Ellsworth LLC | 64070 | ELLPV | BD Solar Hancock North LLC | Solar Photovoltaic | 44.5345 | -68.3788 | 7
2025-09 | MISO | Camp Ripley Solar | 64072 | CR1 | Camp Riley Solar Facility | Solar Photovoltaic | 46.091 | -94.34 | 10.9
2025-09 | SWPP | Cimarron Bend III | 64074 | 3 | Enel Kansas, LLC | Onshore Wind Turbine | 37.371 | -99.994 | 198.8
2025-09 | ERCO | Taygete II Energy Project | 64075 | TAYG2 | West Texas Solar Project II LLC | Solar Photovoltaic | 31.186 | -103.128 | 203.8
2025-09 | NYIS | Hecate Energy Albany County 1 | 64077 | ALBNY | Greenbacker Renewable Energy Corporation | Solar Photovoltaic | 42.5155 | -73.8334 | 20
2025-09 | ISNE | Pittsfield Solar LLC | 64078 | PSLLC | Pittsfiled Solar LLC | Solar Photovoltaic | 44.814 | -69.4496 | 9.9
2025-09 | ERCO | CatanSolar | 64079 | CS | Adapture Renewables, Inc. | Solar Photovoltaic | 28.8716 | -97.6969 | 10
2025-09 | MISO | Dane County Airport Solar | 64080 | 1 | Madison Gas & Electric Co | Solar Photovoltaic | 43.1606 | -89.3295 | 10.8
2025-09 | MISO | Sunflower County | 64081 | SUNFL | Sunflower County Solar Project, LLC | Solar Photovoltaic | 33.7578 | -90.5365 | 100
2025-09 | NYIS | Blanchard Road 1 Community Solar | 64084 | BR1CS | OYA Blanchard Road LLC | Solar Photovoltaic | 44.2548 | -76.0118 | 5
2025-09 | NYIS | Blanchard Road 1 Community Solar | 64084 | BR1S | OYA Blanchard Road LLC | Batteries | 44.2548 | -76.0118 | 5
2025-09 | ISNE | North Providence | 64085 | CPRI2 | Captona N.P. LLC | Solar Photovoltaic | 41.8698 | -71.4765 | 2
2025-09 | PJM | Norge Solar Farm | 64086 | NORG | Dominion Energy Inc. | Solar Photovoltaic | 37.3656 | -76.7751 | 20
2025-09 | NYIS | Blanchard Road 2 Community Solar | 64087 | BR2CS | OYA Blanchard Road 2 LLC | Solar Photovoltaic | 44.2548 | -76.0118 | 5
2025-09 | NYIS | Blanchard Road 2 Community Solar | 64087 | BR2S | OYA Blanchard Road 2 LLC | Batteries | 44.2548 | -76.0118 | 5
2025-09 | PJM | Alta Farms II Wind Project, LLC | 64088 | WT2 | Alta Farms II Wind Project, LLC | Onshore Wind Turbine | 40.1972 | -89.0677 | 200.5
2025-09 | ERCO | Ignacio Grid Energy Storage System | 64089 | IGN01 | Ignacio Grid, LLC | Batteries | 26.1669 | -98.325 | 100
2025-09 | NYIS | NYS Rte 12 Community Solar | 64090 | NR12S | OYA NYS Rte 12 LLC | Batteries | 44.2548 | -76.0118 | 5
2025-09 | NYIS | NYS Rte 12 Community Solar | 64090 | NYR12 | OYA NYS Rte 12 LLC | Solar Photovoltaic | 44.2548 | -76.0118 | 5
2025-09 | NYIS | Moore Road Community Solar | 64091 | MROCS | OYA 2643 Moore Road LLC | Solar Photovoltaic | 43.213 | -78.903 | 5
2025-09 | NYIS | Great Lakes Seaway Community Solar | 64092 | GLSCS | OYA Great Lakes Seaway LLC | Solar Photovoltaic | 44.2548 | -76.0118 | 5
2025-09 | NYIS | Great Lakes Seaway Community Solar | 64092 | GLSS | OYA Great Lakes Seaway LLC | Batteries | 44.2548 | -76.0118 | 5
2025-09 | PJM | Montross Solar | 64093 | MOSO | Dominion Energy Inc. | Solar Photovoltaic | 38.077 | -76.786 | 20
2025-09 | PJM | Samuel Mickle School | 64096 | 248 | Greenbacker Renewable Energy Corporation | Solar Photovoltaic | 39.7874 | -75.2462 | 1.1
2025-09 | PJM | Electric City Solar | 64097 | 232 | Greenbacker Renewable Energy Corporation | Solar Photovoltaic | 41.75 | -85.45 | 15
2025-09 | MISO | Tweite Community Solar LLC | 64099 | TWEIT | Tweite Community Solar LLC | Solar Photovoltaic | 44.0251 | -92.6745 | 1
2025-09 | MISO | Morgan Solar 4, LLC CSG | 64100 | MORG | Morgan Solar 4, LLC | Solar Photovoltaic | 39.6141 | -90.2208 | 2
2025-09 | PJM | Mid-River PA, LLC (ABE4) | 64101 | 259 | Greenbacker Renewable Energy Corporation | Solar Photovoltaic | 40.74 | -75.2777 | 3
2025-09 | NYIS | GE 19th Hole | 64102 | GE19H | Madison Energy Investments LLC | Solar Photovoltaic | 42.9856 | -74.3131 | 7.7
2025-09 | CISO | Desert Harvest II LLC | 64103 | DH002 | Desert Harvest II LLC | Solar Photovoltaic | 33.8 | -115.38 | 70
2025-09 | CISO | Desert Harvest II LLC | 64103 | DH003 | Desert Harvest II LLC | Batteries | 33.8 | -115.38 | 35
2025-09 | CISO | Maverick Solar 4, LLC | 64104 | MAV02 | Maverick Solar 4, LLC | Solar Photovoltaic | 33.7 | -115.38 | 100
2025-09 | CISO | Maverick Solar 6, LLC | 64105 | MAV03 | Maverick Solar 6, LLC | Solar Photovoltaic | 33.7 | -115.38 | 100
2025-09 | CISO | Maverick Solar 6, LLC | 64105 | MAV04 | Maverick Solar 6, LLC | Batteries | 33.7 | -115.38 | 50
2025-09 | CISO | Maverick Solar 7, LLC | 64106 | MAV05 | Maverick Solar 7, LLC | Solar Photovoltaic | 33.7 | -115.38 | 132
2025-09 | ISNE | Canton | 64107 | CPMA1 | Captona Canton LLC | Solar Photovoltaic | 42.1451 | -71.1309 | 5
2025-09 | ISNE | Gold Meadow Farms | 64108 | CPRI7 | Captona Lippitt Ave Cranston LLC | Solar Photovoltaic | 41.7349 | -71.5282 | 16.2
2025-09 | ISNE | Ravenbrook | 64109 | CPMA2 | Captona Ravenbrook LLC | Solar Photovoltaic | 41.9197 | -70.8194 | 5
2025-09 | ISNE | Hudson | 64110 | CPMA6 | Captona Hudson LLC | Solar Photovoltaic | 42.404 | -71.5414 | 5
2025-09 | ISNE | A Street 2 | 64111 | CPRI5 | Captona A Street 2 Johnston LLC | Solar Photovoltaic | 41.7975 | -71.5459 | 1.6
2025-09 | ISNE | Berkley | 64112 | CPMA3 | Captona Berkley LLC | Solar Photovoltaic | 41.8415 | -71.0183 | 3
2025-09 | ISNE | Kilvert | 64113 | CPRI1 | Captona Kilvert Street Warwick LLC | Solar Photovoltaic | 41.7275 | -71.4496 | 4.7
2025-09 | ISNE | A Street 1 | 64114 | CPRI4 | Captona A Street 1 Johnston LLC | Solar Photovoltaic | 41.798 | -71.5468 | 1.2
2025-09 | ISNE | Carver | 64115 | CPMA4 | Captona Carver LLC | Solar Photovoltaic | 41.9153 | -70.8016 | 1.5
2025-09 | ISNE | Plainfield Pike | 64116 | CPRI6 | Captona Plainfield Pike Johnston LLC | Solar Photovoltaic | 41.7931 | -71.5535 | 2
2025-09 | ISNE | Chicopee | 64120 | CPMA5 | Captona Chicopee LLC | Solar Photovoltaic | 42.1811 | -72.5107 | 2
2025-09 | MISO | Marlow Solar, LLC CSG | 64122 | MARL | Marlow Solar, LLC | Solar Photovoltaic | 38.3153 | -88.7564 | 2
2025-09 | MISO | IGS Stockton DG CSG | 64124 | BREW | IGS Stockton DG, LLC | Solar Photovoltaic | 42.3482 | -90.0112 | 1.9
2025-09 | MISO | IGS Stockton DG CSG | 64124 | BREW2 | IGS Stockton DG, LLC | Solar Photovoltaic | 42.3482 | -90.0112 | 1.9
2025-09 | NYIS | Podunque Road CSG | 64125 | TWNSD | KSI II Consolidated, LLC | Solar Photovoltaic | 42.4151 | -78.2375 | 5
2025-09 | NYIS | County Road 16 | 64126 | ORNGE | KSI II Consolidated, LLC | Solar Photovoltaic | 42.3771 | -76.9022 | 2
2025-09 | NYIS | Townsend Road(CSG) | 64127 | PODNQ | KSI II Consolidated, LLC | Solar Photovoltaic | 42.3501 | -76.938 | 3.7
2025-09 | ISNE | Ware Palmer Road Solar LLC CSG | 64128 | WPRB | Ware Palmer Road Solar LLC | Batteries | 42.2472 | -72.2749 | 2
2025-09 | ISNE | Ware Palmer Road Solar LLC CSG | 64128 | WPRS | Ware Palmer Road Solar LLC | Solar Photovoltaic | 42.2472 | -72.2749 | 3
2025-09 | ISNE | East Brookfield Adams Road Solar LLC CSG | 64129 | EBARB | East Brookfield Adams Road Solar LLC | Batteries | 42.196 | -72.0308 | 3.1
2025-09 | ISNE | East Brookfield Adams Road Solar LLC CSG | 64129 | EBARS | East Brookfield Adams Road Solar LLC | Solar Photovoltaic | 42.196 | -72.0308 | 5
2025-09 | MISO | REG Juhl Glenville Wind, LLC | 64130 | RJGW | REG Juhl Glenville Wind, LLC | Onshore Wind Turbine | 43.582 | -93.305 | 2.5
2025-09 | ERCO | Old 300 Solar Center, LLC | 64133 | 2222 | Old 300 Solar Center, LLC | Solar Photovoltaic | 29.3335 | -95.8254 | 430
2025-09 | PJM | Grassfield Solar | 64135 | GFSO | Dominion Energy Inc. | Solar Photovoltaic | 36.65 | -76.35 | 20
2025-09 | PJM | Sycamore Solar | 64136 | SYSO | Dominion Energy Inc. | Solar Photovoltaic | 36.9426 | -79.1928 | 42
2025-09 | ISNE | Kenmare - Mansfield Branch Street | 64137 | GEN1 | MN8 Energy LLC | Solar Photovoltaic | 42.0159 | -71.2031 | 1.5
2025-09 | SWPP | Irish Creek Wind | 64138 | ICW1 | Irish Creek Wind, LLC | Onshore Wind Turbine | 39.6995 | -96.4251 | 300.6
2025-09 | SWPP | Haystack Wind Project, LLC | 64139 | 4444 | Haystack Wind Project, LLC | Onshore Wind Turbine | 42.263 | -97.1957 | 298
2025-09 | ISNE | BWC Stony Brook, LLC Hybrid | 64140 | BESS | AES Distributed Energy | Batteries | 42.6375 | -71.4036 | 0.7
2025-09 | ISNE | BWC Stony Brook, LLC Hybrid | 64140 | BSBPV | AES Distributed Energy | Solar Photovoltaic | 42.6375 | -71.4036 | 1.6
2025-09 | CISO | Still Water Power | 64141 | 4 | Still Water Power LLC | Other Waste Biomass | 36.3988 | -119.5243 | 1
2025-09 | PJM | LabCorp Engine | 64142 | LCG | Onsite Partners, LLC | Natural Gas Internal Combustion Engine | 40.5704 | -74.6395 | 3.2
2025-09 | NYIS | Bloom-Altice Fuel Cell | 64143 | BLA | Onsite Partners, LLC | Other Natural Gas | 40.7612 | -73.4943 | 2
2025-09 | PJM | Harts Mill Solar, LLC | 64144 | HMS01 | Harts Mills Solar, LLC | Solar Photovoltaic | 35.9 | -77.64 | 80
2025-09 | ISNE | ZPD-PT Solar Project 2017-038 Hybrid LLC | 64147 | DRAES | AES Distributed Energy | Batteries | 42.516 | -71.6734 | 3.5
2025-09 | ISNE | ZPD-PT Solar Project 2017-038 Hybrid LLC | 64147 | DRAPV | AES Distributed Energy | Solar Photovoltaic | 42.516 | -71.6734 | 5
2025-09 | ERCO | Western Trail Wind, LLC | 64149 | WTW | Orsted Onshore North America | Onshore Wind Turbine | 33.8524 | -99.0651 | 366.6
2025-09 | MISO | Novel Novak Solar LLC CSG | 64153 | NOVAK | REA Investments, LLC | Solar Photovoltaic | 45.6594 | -93.9317 | 1
2025-09 | MISO | Novel Shelly Solar LLC (CSG) | 64154 | SHLLY | REA Investments, LLC | Solar Photovoltaic | 44.614 | -95.6427 | 1
2025-09 | PJM | Clyde Peaking Engine | 64157 | CPG | Onsite Partners, LLC | Natural Gas Internal Combustion Engine | 41.2933 | -82.9653 | 10
2025-09 | PJM | Mechanicsville Solar | 64158 | MECH | Mechanicsville Solar, LLC | Solar Photovoltaic | 37.666 | -77.2077 | 25
2025-09 | MISO | Morgan Solar 2, LLC CSG | 64159 | MRG2 | Morgan Solar 2, LLC | Solar Photovoltaic | 39.6065 | -90.2271 | 2
2025-09 | ISNE | SR North Stonington | 64160 | STONE | SR North Stonington, LLC | Solar Photovoltaic | 41.4343 | -71.814 | 12
2025-09 | ISNE | SR Litchfield | 64161 | LITCH | SR Litchfield, LLC | Solar Photovoltaic | 41.7937 | -73.167 | 19.8
2025-09 | ISNE | Newton Rumford Landfill | 64162 | 7759A | Newton Municipal Solar LLC - Rumford | Solar Photovoltaic | 42.3563 | -71.2446 | 1.7
2025-09 | ERCO | Azure Sky Wind Project, LLC Hybrid | 64164 | ASWBE | Azure Sky Wind Project, LLC | Batteries | 33.1691 | -99.266 | 120
2025-09 | ERCO | Azure Sky Wind Project, LLC Hybrid | 64164 | ASWWT | Azure Sky Wind Project, LLC | Onshore Wind Turbine | 33.1691 | -99.266 | 350.2
2025-09 | ERCO | Priddy Wind Project | 64165 | WTG1 | Engie North America | Onshore Wind Turbine | 31.5481 | -98.4949 | 302.4
2025-09 | PJM | Albemarle Beach Solar | 64169 | BEACH | Albemarle Beach Solar, LLC | Solar Photovoltaic | 35.9282 | -76.6205 | 130.2
2025-09 | ISNE | BWC Muddy Brook, LLC Hybrid | 64170 | MBES | AES Distributed Energy | Batteries | 42.0966 | -71.5054 | 0.9
2025-09 | ISNE | BWC Muddy Brook, LLC Hybrid | 64170 | MBPV | AES Distributed Energy | Solar Photovoltaic | 42.0966 | -71.5054 | 1
2025-09 | SWPP | Rockhaven Wind Project, LLC | 64172 | RHWWT | Rockhaven Wind Project, LLC | Onshore Wind Turbine | 34.4196 | -97.2854 | 140
2025-09 | MISO | CED Manchester Wind | 64177 | MANW | RWE Clean Energy | Onshore Wind Turbine | 42.4693 | -91.4739 | 7.9
2025-09 | MISO | CED Centerville Wind | 64178 | CENTW | RWE Clean Energy | Onshore Wind Turbine | 40.7099 | -92.8483 | 7.9
2025-09 | MISO | IA - City of Ames - Airport Road | 64179 | 17000 | Forefront Power, LLC | Solar Photovoltaic | 42.003 | -93.617 | 2
2025-09 | PJM | MD - CS - Potomac Edison Co - GA29 TPE | 64180 | 19002 | Forefront Power, LLC | Solar Photovoltaic | 39.5954 | -79.3879 | 2
2025-09 | ISNE | BWC Lake Lashaway, LLC Hybrid | 64182 | DRAES | AES Distributed Energy | Batteries | 42.24 | -72.0555 | 3.7
2025-09 | ISNE | BWC Lake Lashaway, LLC Hybrid | 64182 | DRAPV | AES Distributed Energy | Solar Photovoltaic | 42.24 | -72.0555 | 4.2
2025-09 | MISO | Independence Wind Farm | 64183 | IWE | Independence Wind Energy LLC | Onshore Wind Turbine | 42.4316 | -91.5686 | 55.4
2025-09 | ISNE | ZPD-PT Solar Project 2017-044 LLC CSG | 64184 | DRAPV | AES Distributed Energy | Solar Photovoltaic | 42.2782 | -72.0071 | 1
2025-09 | ISNE | ZPD-PT Solar Project 2017-023 LLC Hybrid | 64185 | DRAES | AES Distributed Energy | Batteries | 42.07 | -72.01 | 1.9
2025-09 | ISNE | ZPD-PT Solar Project 2017-023 LLC Hybrid | 64185 | DRAPV | AES Distributed Energy | Solar Photovoltaic | 42.07 | -72.01 | 2.8
2025-09 | ISNE | ZPD-PT Solar Project 2017-021 LLC Hybrid | 64187 | DRAES | AES Distributed Energy | Batteries | 42.1 | -72.47 | 0.7
2025-09 | ISNE | ZPD-PT Solar Project 2017-021 LLC Hybrid | 64187 | DRAPV | AES Distributed Energy | Solar Photovoltaic | 42.1 | -72.47 | 1
2025-09 | PJM | 510 Carnegie Center | 64194 | 313 | Greenbacker Renewable Energy Corporation | Solar Photovoltaic | 40.3147 | -74.6555 | 1.4
2025-09 | PJM | 701 Carnegie Center | 64195 | 313 | Greenbacker Renewable Energy Corporation | Solar Photovoltaic | 40.3236 | -74.6499 | 1.1
2025-09 | MISO | Assembly Solar III | 64196 | AS3 | Assembly Solar III, LLC | Solar Photovoltaic | 43.0227 | -83.9427 | 79
2025-09 | CISO | Fifth Standard Solar PV, LLC (Hybrid) | 64197 | FTHSB | RWE Clean Energy | Batteries | 36.1532 | -120.1045 | 137
2025-09 | CISO | Fifth Standard Solar PV, LLC (Hybrid) | 64197 | FTHSS | RWE Clean Energy | Solar Photovoltaic | 36.1532 | -120.1045 | 150
2025-09 | MISO | McDonough Solar 1, LLC CSG | 64201 | MC1B | McDonough Solar 1, LLC | Solar Photovoltaic | 40.5554 | -90.8511 | 2
2025-09 | MISO | McDonough Solar 1, LLC CSG | 64201 | MCDH | McDonough Solar 1, LLC | Solar Photovoltaic | 40.5554 | -90.8511 | 2
2025-09 | ERCO | Big Star Solar, LLC (Hybrid) | 64202 | BGSTS | RWE Clean Energy | Solar Photovoltaic | 29.8941 | -97.2705 | 200
2025-09 | ERCO | Elara Solar | 64204 | ELARA | Lightsource Renewable Energy Asset Management, LLC | Solar Photovoltaic | 28.8832 | -99.1786 | 132.4
2025-09 | MISO | Crane Battery Energy Storage System | 64207 | ES1 | Duke Energy Indiana, LLC | Batteries | 38.8135 | -86.8864 | 5
2025-09 | ISNE | Auburn Solar Project | 64213 | AUB | Agilitas Energy, Inc. | Solar Photovoltaic | 42.13 | -71.87 | 4.9
2025-09 | ISNE | Auburn Solar Project | 64213 | BEAUB | Agilitas Energy, Inc. | Batteries | 42.13 | -71.87 | 3.8
2025-09 | ISNE | Blair Solar | 64217 | BLAIR | Ecos Energy LLC | Solar Photovoltaic | 42.0296 | -72.5032 | 1
2025-09 | ISNE | Madison Solar (CT) | 64218 | MADIS | Ecos Energy LLC | Solar Photovoltaic | 42.0305 | -72.504 | 1
2025-09 | ISNE | Few Solar | 64219 | FEW | Ecos Energy LLC | Solar Photovoltaic | 42.0311 | -72.5044 | 1
2025-09 | CISO | Wonderful Orchards - Westside | 64220 | WOC | Wonderful Renewable Energy, LLC. | Solar Photovoltaic | 35.7328 | -119.7452 | 5
2025-09 | CISO | Wonderful Orchards - Belridge | 64221 | WOC | Wonderful Renewable Energy, LLC. | Solar Photovoltaic | 35.5001 | -119.7494 | 5
2025-09 | SWPP | Burt County Solar Hybrid | 64222 | 1 | BCSB, LLC | Solar Photovoltaic | 41.8638 | -96.2322 | 0.7
2025-09 | SWPP | Burt County Solar Hybrid | 64222 | 2 | BCSB, LLC | Batteries | 41.8638 | -96.2322 | 0.7
2025-09 | SWPP | Dodge County Solar Hybrid | 64223 | 1 | BCSB, LLC | Solar Photovoltaic | 41.612 | -96.752 | 0.7
2025-09 | SWPP | Dodge County Solar Hybrid | 64223 | 2 | BCSB, LLC | Batteries | 41.612 | -96.752 | 0.7
2025-09 | MISO | Dressor Plains Solar, LLC | 64224 | DPS | Dressor Plains Solar, LLC | Solar Photovoltaic | 39.1863 | -89.0312 | 99
2025-09 | SWPP | Prosperity Solar Farm CSG | 64225 | PROS1 | Empire District Electric Co | Solar Photovoltaic | 37.1271 | -94.4337 | 2.3
2025-09 | ERCO | Alexis Solar, LLC | 64227 | 12001 | Sol Systems | Solar Photovoltaic | 26.8891 | -98.2333 | 10
2025-09 | MISO | Blue Goose Solar CSG | 64228 | BLGS | Blue Goose Solar | Solar Photovoltaic | 41.7694 | -89.8433 | 2
2025-09 | MISO | Iroquois Solar 1B LLC CSG | 64229 | IROQ | Iroquois Solar 1B LLC | Solar Photovoltaic | 40.774 | -87.7544 | 2
2025-09 | MISO | Indiana Crossroads Wind Farm LLC | 64230 | GEN01 | Indiana Crossroads Wind Farms LLC | Onshore Wind Turbine | 40.6631 | -86.8695 | 302.4
2025-09 | ISNE | Hadley 3 Solar (North) | 64231 | 09170 | Hadley 3 Solar, LLC (North) | Batteries | 42.3588 | -72.5426 | 1
2025-09 | ISNE | Hadley 3 Solar (North) | 64231 | 3093 | Hadley 3 Solar, LLC (North) | Solar Photovoltaic | 42.3588 | -72.5426 | 3.9
2025-09 | ISNE | Hadley 3 Solar (South) | 64232 | 30930 | Hadley 3 Solar, LLC (South) | Batteries | 42.3558 | -72.5426 | 1
2025-09 | ISNE | Hadley 3 Solar (South) | 64232 | 6554 | Hadley 3 Solar, LLC (South) | Solar Photovoltaic | 42.3558 | -72.5426 | 2
2025-09 | ERCO | Hecate Energy Frye Solar LLC | 64233 | 80995 | Repsol Renewables NA | Solar Photovoltaic | 34.4067 | -101.5966 | 500
2025-09 | ERCO | 7V Solar Ranch | 64239 | 7V1 | 7V Solar Ranch, LLC | Solar Photovoltaic | 29.807 | -97.0741 | 240
2025-09 | PJM | Maryland Bioenergy Center (Jessup) | 64241 | CHP1 | Bioenergy DevCo | Natural Gas Fired Combustion Turbine | 39.1578 | -76.7804 | 1.1
2025-09 | MISO | St. Cloud Hydro | 64242 | GEN#1 | St. Cloud Hydroelectric Generation Facility | Conventional Hydroelectric | 45.5476 | -94.1486 | 4.3
2025-09 | MISO | St. Cloud Hydro | 64242 | GEN#2 | St. Cloud Hydroelectric Generation Facility | Conventional Hydroelectric | 45.5476 | -94.1486 | 4.3
2025-09 | MISO | Sullivan B Community Solar LLC | 64243 | SULL | Sullivan B Community Solar LLC | Solar Photovoltaic | 40.4697 | -90.6411 | 2
2025-09 | PJM | Anderson 3 | 64244 | SAND3 | Indiana Municipal Power Agency | Solar Photovoltaic | 40.0817 | -85.642 | 8.7
2025-09 | PJM | Anderson 5 | 64245 | SAND5 | Indiana Municipal Power Agency | Solar Photovoltaic | 40.0859 | -85.6322 | 3
2025-09 | MISO | Peru 2 | 64246 | PERU2 | Indiana Municipal Power Agency | Solar Photovoltaic | 40.7582 | -86.105 | 9.5
2025-09 | PJM | Richmond 5 | 64247 | RICH5 | Indiana Municipal Power Agency | Solar Photovoltaic | 39.8056 | -84.8745 | 9
2025-09 | PJM | Anderson 4 | 64248 | SAND4 | Indiana Municipal Power Agency | Solar Photovoltaic | 40.0827 | -85.6361 | 7.8
2025-09 | PJM | Anderson 6 | 64249 | SAND6 | Indiana Municipal Power Agency | Solar Photovoltaic | 40.0851 | -85.7467 | 6.8
2025-09 | MISO | Peru 3 | 64250 | PERU3 | Indiana Municipal Power Agency | Solar Photovoltaic | 40.7553 | -86.1057 | 2.9
2025-09 | MISO | Pickford Solar | 64251 | PICK1 | Heritage Sustainable Energy. LLC | Solar Photovoltaic | 46.1893 | -84.3455 | 6.9
2025-09 | PJM | Richmond 6 | 64252 | RICH6 | Indiana Municipal Power Agency | Solar Photovoltaic | 39.806 | -84.8783 | 5.3
2025-09 | MISO | Kent School Road Solar 1 | 64254 | KENT | Kent School Road Solar 1 | Solar Photovoltaic | 42.3128 | -89.9034 | 2
2025-09 | MISO | Schulte 2 Community Solar | 64257 | SCHU | Schulte 2 Community Solar | Solar Photovoltaic | 41.0322 | -89.4052 | 2
2025-09 | ERCO | AP Sunray LLC | 64258 | OCISR | AP Sunray LLC | Solar Photovoltaic | 29.2918 | -99.6124 | 203.5
2025-09 | ERCO | BPL Crown Solar LLC | 64259 | OCICR | BPL Crown Solar LLC | Solar Photovoltaic | 31.3467 | -97.0828 | 100
2025-09 | ERCO | BPL Sol Solar LLC | 64260 | OCISO | BPL Sol Solar LLC | Solar Photovoltaic | 31.3467 | -97.0828 | 100
2025-09 | MISO | Forrest City- Prison Site | 64261 | 361 | Greenbacker Renewable Energy Corporation | Solar Photovoltaic | 34.9795 | -90.806 | 1
2025-09 | MISO | Forrest City- Eldridge Road | 64262 | 453 | Greenbacker Renewable Energy Corporation | Solar Photovoltaic | 35.0379 | -90.8071 | 1
2025-09 | SWPP | Hot Springs 2020 | 64263 | 364 | Greenbacker Renewable Energy Corporation | Solar Photovoltaic | 34.421 | -93.1949 | 1
2025-09 | ISNE | Lawrence Brook | 64268 | 280 | Greenbacker Renewable Energy Corporation | Solar Photovoltaic | 44.517 | -72.6254 | 2.2
2025-09 | MISO | Kankakee Solar 4 LLC | 64269 | KANK | Kankakee Solar 4 LLC | Solar Photovoltaic | 41.1193 | -87.8265 | 2
2025-09 | CISO | ESCA-LL-COLTON, LLC | 64270 | COLT1 | Madison Energy Holdings LLC | Solar Photovoltaic | 34.0393 | -117.3606 | 2.6
2025-09 | MISO | Renewable Energy Center at BJH | 64288 | RECBJ | Union Electric Co - (MO) | Solar Photovoltaic | 38.6365 | -90.2582 | 1.6
2025-09 | CISO | SE Athos II, LLC | 64290 | IPAT2 | SE Athos II, LLC | Solar Photovoltaic | 33.7513 | -115.355 | 200
2025-09 | NYIS | Lincoln Medical and Mental Health Center | 64291 | A1 | Lincoln Medical and Mental Health Center | Petroleum Liquids | 40.817 | -73.9241 | 2
2025-09 | NYIS | Lincoln Medical and Mental Health Center | 64291 | A2 | Lincoln Medical and Mental Health Center | Petroleum Liquids | 40.817 | -73.9241 | 1
2025-09 | NYIS | Lincoln Medical and Mental Health Center | 64291 | A3 | Lincoln Medical and Mental Health Center | Petroleum Liquids | 40.817 | -73.9241 | 1
2025-09 | NYIS | Lincoln Medical and Mental Health Center | 64291 | B2 | Lincoln Medical and Mental Health Center | Petroleum Liquids | 40.817 | -73.9241 | 1
2025-09 | NYIS | Lincoln Medical and Mental Health Center | 64291 | B3 | Lincoln Medical and Mental Health Center | Petroleum Liquids | 40.817 | -73.9241 | 1.4
2025-09 | ERCO | Alvin | 64293 | ALVIN | Engie North America | Batteries | 29.4332 | -95.2494 | 9.9
2025-09 | ERCO | Odessa | 64294 | ODSA | Engie North America | Batteries | 31.8713 | -102.3984 | 9.9
2025-09 | ERCO | Angleton | 64295 | ANGLE | Engie North America | Batteries | 29.1671 | -95.4406 | 9.9
2025-09 | ERCO | Brazoria | 64296 | BRAZ | Engie North America | Batteries | 29.0626 | -95.5776 | 9.9
2025-09 | ERCO | Heights | 64297 | H8S | Engie North America | Batteries | 29.3896 | -94.9499 | 9.9
2025-09 | ERCO | Magnolia TX | 64298 | MANGO | Engie North America | Batteries | 29.4883 | -95.1339 | 9.9
2025-09 | ISNE | Roger Williams - Melville at Portsmouth | 64299 | MEL | Luminace Solar Rhode Island, LLC | Solar Photovoltaic | 41.5795 | -71.2731 | 3
2025-09 | PJM | Lafayette 2 - McHenry Franks 1 | 64302 | GEN1 | MN8 Energy LLC | Solar Photovoltaic | 42.2516 | -88.5967 | 2
2025-09 | PJM | Lafayette 2 - McHenry Franks 2 | 64303 | GEN1 | MN8 Energy LLC | Solar Photovoltaic | 42.2148 | -88.4919 | 2
2025-09 | PJM | Lafayette 2 - Kankakee Yonke | 64304 | GEN1 | MN8 Energy LLC | Solar Photovoltaic | 41.0973 | -87.8693 | 2
2025-09 | MISO | TCI France | 64305 | TCL1 | Entergy New Orleans, LLC | Solar Photovoltaic | 29.9842 | -90.0289 | 1.5
2025-09 | MISO | TCI Alvar | 64306 | TCI2 | Entergy New Orleans, LLC | Solar Photovoltaic | 29.9922 | -90.0286 | 1.9
2025-09 | MISO | New Orleans Solar Station | 64307 | NOSS | Entergy New Orleans, LLC | Solar Photovoltaic | 30.015 | -89.92 | 20
2025-09 | CISO | Dissigno Healdsburg FPV, LLC | 64308 | HLDBG | Palmetto Power Management LLC | Solar Photovoltaic | 38.5844 | -122.8662 | 3
2025-09 | SWPP | Soldier Creek Wind | 64309 | SCWKS | Soldier Creek Wind LLC | Onshore Wind Turbine | 39.6572 | -96.0294 | 300
2025-09 | NYIS | Corning Riverview (CSG) | 64310 | CORN | Corning Riverview Project | Solar Photovoltaic | 43.0011 | -78.9141 | 5
2025-09 | PJM | Sun Farm VIII, LLC | 64311 | SFS08 | Sun Farm VIII, LLC | Solar Photovoltaic | 36.06 | -77.75 | 4
2025-09 | ERCO | Bat Cave | 64312 | BC | Engie North America | Batteries | 30.7377 | -99.2318 | 100
2025-09 | ERCO | Dickinson | 64314 | DIKN | Engie North America | Batteries | 29.4613 | -95.057 | 9.9
2025-09 | ERCO | Loop 463 | 64315 | LOOP | Engie North America | Batteries | 28.8165 | -97.0749 | 9.9
2025-09 | ERCO | Lopeno | 64316 | LOPE | Engie North America | Batteries | 26.6876 | -99.1094 | 9.9
2025-09 | ERCO | North Fork TX | 64317 | NF | Engie North America | Batteries | 30.749 | -97.8757 | 100
2025-09 | ERCO | Pueblo BA | 64318 | PBL1 | Engie North America | Batteries | 28.6789 | -100.4637 | 9.9
2025-09 | ERCO | Pueblo BA | 64318 | PBL2 | Engie North America | Batteries | 28.6789 | -100.4637 | 9.9
2025-09 | ERCO | Ranchtown | 64319 | RANCH | Engie North America | Batteries | 29.6179 | -98.7359 | 9.9
2025-09 | ERCO | Sweeny | 64321 | SWNY | Engie North America | Batteries | 29.0556 | -95.6872 | 9.9
2025-09 | ERCO | Zapata | 64322 | ZPT1 | Engie North America | Batteries | 26.9327 | -99.2337 | 9.9
2025-09 | ERCO | Zapata | 64322 | ZPT2 | Engie North America | Batteries | 26.9327 | -99.2337 | 9.9
2025-09 | CISO | Coachella Hills Wind | 64323 | CHW | Terra-Gen Operating Co-Wind | Onshore Wind Turbine | 33.9077 | -116.5797 | 61.2
2025-09 | ERCO | Prospero Solar II | 64325 | PROSP | Prospero Solar II, LLC (Longroad) | Solar Photovoltaic | 32.2758 | -102.8448 | 250
2025-09 | CISO | Summit Winds | 64326 | DYER | Greenbacker Renewable Energy Corporation | Onshore Wind Turbine | 37.7612 | -121.6907 | 47.5
2025-09 | CISO | Summit Winds | 64326 | FRICK | Greenbacker Renewable Energy Corporation | Onshore Wind Turbine | 37.7612 | -121.6907 | 10
2025-09 | PJM | EDF Ph1 Toms River | 64327 | GEN1 | MN8 Energy LLC | Solar Photovoltaic | 39.984 | -74.238 | 21.3
2025-09 | PJM | AES Griggs Solar, LLC | 64328 | GRIG | AES Griggs Solar, LLC | Solar Photovoltaic | 41.1913 | -87.6665 | 2
2025-09 | PJM | IGS East Central, LLC | 64329 | EAST | IGS East Central, LLC | Solar Photovoltaic | 41.4717 | -88.0437 | 2
2025-09 | PJM | SV CSG Lily Lake 2 LLC | 64330 | LILY | SV CSG Lily Lake 2 LLC | Solar Photovoltaic | 41.9549 | -88.4784 | 2
2025-09 | PJM | Cedarville Road | 64331 | LENA | SRC P9 - Lena Solar, LLC | Solar Photovoltaic | 42.3719 | -89.808 | 2
2025-09 | ISNE | WED Coventry Seven, LLC | 64333 | WED7 | WED Coventry Seven, LLC | Solar Photovoltaic | 41.6976 | -71.7223 | 3
2025-09 | ISNE | GD Glocester White Oak I, LLC | 64334 | GDWH | GD Glocester White Oak I, LLC | Solar Photovoltaic | 41.8615 | -71.5962 | 1.8
2025-09 | SWPP | Little Blue Wind Project, LLC | 64336 | WFW | Little Blue Wind Project, LLC | Onshore Wind Turbine | 40.2844 | -98.4076 | 250.7
2025-09 | ISNE | Farmington Solar | 64337 | FNS | Farmington Solar, LLC | Solar Photovoltaic | 44.6547 | -70.1008 | 77
2025-09 | SWPP | Horizon Hill Wind Project | 64339 | HHILL | Horizon Hill Wind, LLC | Onshore Wind Turbine | 35.9894 | -97.5895 | 201.5
2025-09 | SWPP | White Rock West Wind Project | 64340 | WRW | White Rock Wind West, LLC | Onshore Wind Turbine | 34.9668 | -98.2569 | 99.5
2025-09 | SWPP | White Rock East Wind Project | 64341 | WRE | White Rock Wind East, LLC | Onshore Wind Turbine | 34.9743 | -98.1852 | 201.5
2025-09 | PJM | 6685 Santa Barbara Ct | 64343 | SBAR | 6685 Santa Barbara Ct | Solar Photovoltaic | 39.1896 | -76.743 | 1
2025-09 | ERCO | Mockingbird Solar Center | 64347 | 7777 | Mockingbird Solar Center, LLC | Solar Photovoltaic | 33.3917 | -95.4252 | 471
2025-09 | NYIS | Orbit Bloom Fuel Cell | 64350 | OBFC | DG Fuel Cell, LLC | Other Natural Gas | 40.819 | -72.9657 | 6
2025-09 | NYIS | Amazon JFK8 Solar Project | 64351 | JFK8 | Solar Star Prime 2, LLC | Solar Photovoltaic | 40.6189 | -74.1875 | 4.9
2025-09 | PJM | American Goldfinch SCS ACY2 NJ, LLC | 64360 | 30001 | Arevon Energy, Inc. | Solar Photovoltaic | 40.0856 | -74.8409 | 3.9
2025-09 | MISO | SCS American Bottoms 009885 Sauget, LLC | 64362 | 30004 | Arevon Energy, Inc. | Solar Photovoltaic | 38.5917 | -90.1833 | 1.8
2025-09 | PJM | SCS Beltway 011754 Rock Falls, LLC | 64364 | 30005 | Arevon Energy, Inc. | Solar Photovoltaic | 41.767 | -89.6703 | 1
2025-09 | SWPP | Western Meadowlark Solar SCS NE 1, LLC | 64365 | 30003 | Arevon Energy, Inc. | Solar Photovoltaic | 41.889 | -103.649 | 4.4
2025-09 | ISNE | Plainfield Solar 1 | 64370 | PLFD1 | Ecos Energy LLC | Solar Photovoltaic | 41.68 | -71.901 | 1
2025-09 | NYIS | Cortlandville I Solar CSG | 64371 | CORT1 | DG New York CS, LLC | Solar Photovoltaic | 42.6068 | -76.1545 | 5
2025-09 | NYIS | Sangerfield Solar CSG | 64372 | SNGFD | DG New York CS, LLC | Solar Photovoltaic | 42.9244 | -75.4201 | 5
2025-09 | NYIS | Clay Solar CSG | 64373 | CLAY1 | DG New York CS, LLC | Solar Photovoltaic | 43.1945 | -76.212 | 5
2025-09 | NYIS | Norwich Solar and Energy Storage CSG | 64374 | NRWCB | DG New York CS, LLC | Batteries | 42.5529 | -75.5296 | 5
2025-09 | NYIS | Norwich Solar and Energy Storage CSG | 64374 | NRWCH | DG New York CS, LLC | Solar Photovoltaic | 42.5529 | -75.5296 | 5
2025-09 | MISO | Decorah Battery | 64375 | BESS1 | Interstate Power and Light Co | Batteries | 43.324 | -91.793 | 2.5
2025-09 | CISO | Tranquillity ID | 64376 | TRANQ | Tranquillity Solar 1, LLC | Solar Photovoltaic | 36.648 | -120.2459 | 1.3
2025-09 | SWPP | Milligan 1 Wind Farm | 64377 | SG275 | Milligan 1 Wind, LLC | Onshore Wind Turbine | 40.4786 | -97.2206 | 99
2025-09 | SWPP | Milligan 1 Wind Farm | 64377 | SG4.5 | Milligan 1 Wind, LLC | Onshore Wind Turbine | 40.4786 | -97.2206 | 135
2025-09 | SWPP | Milligan 1 Wind Farm | 64377 | V110 | Milligan 1 Wind, LLC | Onshore Wind Turbine | 40.4786 | -97.2206 | 66
2025-09 | ISNE | Signature Breads Chelsea | 64378 | EG1 | JDC 65R Owner, LLC | Petroleum Liquids | 42.3936 | -71.0466 | 1.5
2025-09 | PJM | Ridgecrest | 64379 | 467 | Greenbacker Renewable Energy Corporation | Solar Photovoltaic | 38.8468 | -76.9759 | 1.7
2025-09 | PJM | Cascades | 64380 | 464 | Greenbacker Renewable Energy Corporation | Solar Photovoltaic | 40.5588 | -74.4565 | 2
2025-09 | MISO | Glacier Sands Wind Power, LLC | 64381 | GS001 | Glacier Sands Wind Power, LLC | Onshore Wind Turbine | 40.2614 | -89.7009 | 185
2025-09 | ISNE | IXYS - Beverly | 64382 | EG1 | IXYS Integrated Circuits Division, LLC | Petroleum Liquids | 42.5795 | -70.9108 | 0.6
2025-09 | ISNE | IXYS - Beverly | 64382 | NG1 | IXYS Integrated Circuits Division, LLC | Natural Gas Internal Combustion Engine | 42.5795 | -70.9108 | 0.7
2025-09 | ISNE | IXYS - Beverly | 64382 | NG2 | IXYS Integrated Circuits Division, LLC | Natural Gas Internal Combustion Engine | 42.5795 | -70.9108 | 0.7
2025-09 | ISNE | IXYS - Beverly | 64382 | NG3 | IXYS Integrated Circuits Division, LLC | Natural Gas Internal Combustion Engine | 42.5795 | -70.9108 | 0.7
2025-09 | ERCO | Braes Bayou Plant | 64383 | CTG-1 | ProEnergy Services | Natural Gas Fired Combustion Turbine | 29.4803 | -95.6203 | 60.5
2025-09 | ERCO | Braes Bayou Plant | 64383 | CTG-2 | ProEnergy Services | Natural Gas Fired Combustion Turbine | 29.4803 | -95.6203 | 60.5
2025-09 | ERCO | Braes Bayou Plant | 64383 | CTG-3 | ProEnergy Services | Natural Gas Fired Combustion Turbine | 29.4803 | -95.6203 | 60.5
2025-09 | ERCO | Braes Bayou Plant | 64383 | CTG-4 | ProEnergy Services | Natural Gas Fired Combustion Turbine | 29.4803 | -95.6203 | 60.5
2025-09 | ERCO | Braes Bayou Plant | 64383 | CTG-5 | ProEnergy Services | Natural Gas Fired Combustion Turbine | 29.4803 | -95.6203 | 60.5
2025-09 | ERCO | Braes Bayou Plant | 64383 | CTG-6 | ProEnergy Services | Natural Gas Fired Combustion Turbine | 29.4803 | -95.6203 | 60.5
2025-09 | ERCO | Braes Bayou Plant | 64383 | CTG-7 | ProEnergy Services | Natural Gas Fired Combustion Turbine | 29.4803 | -95.6203 | 60.5
2025-09 | ERCO | Braes Bayou Plant | 64383 | CTG-8 | ProEnergy Services | Natural Gas Fired Combustion Turbine | 29.4803 | -95.6203 | 60.5
2025-09 | PJM | Gliden (Op Zone) | 64385 | 304 | Greenbacker Renewable Energy Corporation | Solar Photovoltaic | 36.3016 | -76.6036 | 5
2025-09 | ISNE | Quinebaug Solar | 64387 | QBS | Quinebaug Solar, LLC | Solar Photovoltaic | 41.7499 | -71.9325 | 49.4
2025-09 | ERCO | Niagara Bottling - Seguin | 64389 | NIAGS | SkyHigh 2 Solar | Solar Photovoltaic | 29.5891 | -97.9772 | 4.9
2025-09 | CISO | Firestone Walker Brewery - Phase 1 | 64391 | FWBP1 | SkyHigh 2 Solar | Solar Photovoltaic | 35.5959 | -120.6943 | 1.6
2025-09 | SWPP | Branch Solar Farm | 64392 | CVS1 | Oklahoma Gas & Electric Co | Solar Photovoltaic | 35.3062 | -93.9258 | 5
2025-09 | MISO | Badger Hollow II | 64393 | GEN2 | Wisconsin Electric Power Co | Solar Photovoltaic | 42.9456 | -90.3494 | 150
2025-09 | ISNE | ZPD-PT Solar Project 2017-006 LLC Hybrid | 64395 | DRAES | AES Distributed Energy | Batteries | 42.23 | -72.21 | 2.5
2025-09 | ISNE | ZPD-PT Solar Project 2017-006 LLC Hybrid | 64395 | DRAPV | AES Distributed Energy | Solar Photovoltaic | 42.23 | -72.21 | 4
2025-09 | CISO | EMWD - Perris Valley RWRF | 64396 | EMSJN | SkyHigh 2 Solar | Solar Photovoltaic | 33.76 | -117.1877 | 3.4
2025-09 | CISO | EMWD - San Jacinto RWRF NEM | 64397 | EMSJN | SkyHigh 2 Solar | Solar Photovoltaic | 33.7985 | -117.0166 | 1.3
2025-09 | CISO | EMWD - Sun City RWRF | 64398 | EMSUN | SkyHigh 2 Solar | Solar Photovoltaic | 33.6961 | -117.2186 | 1.6
2025-09 | CISO | EMWD - San Jacinto RES BCT | 64399 | EMRES | SkyHigh 2 Solar | Solar Photovoltaic | 33.8029 | -117.0236 | 4.2
2025-09 | CISO | CSU San Jose State University | 64401 | CSUSJ | SkyHigh 2 Solar | Solar Photovoltaic | 37.334 | -121.884 | 1.7
2025-09 | CISO | El Dorado County | 64402 | ELDCO | SkyHigh 2 Solar | Solar Photovoltaic | 38.6981 | -120.8283 | 1.5
2025-09 | CISO | California State Univ at Channel Islands | 64403 | CSUCI | SkyHigh 2 Solar | Solar Photovoltaic | 34.1621 | -119.0434 | 3.7
2025-09 | CISO | EMWD - Moreno Valley RWRF | 64406 | EMMOR | SkyHigh 2 Solar | Solar Photovoltaic | 33.8683 | -117.2141 | 2.4
2025-09 | SWPP | Flat Ridge 3 | 64407 | FRW3 | Invenergy Services LLC | Onshore Wind Turbine | 37.447 | -98.4002 | 128
2025-09 | ISNE | Georges River Energy | 64408 | WEG | Robbins Lumber Inc | Wood/Wood Waste Biomass | 44.3331 | -69.2019 | 10
2025-09 | PJM | Delanco | 64411 | DELAN | Delanco Coopertown Rd Solar 2, LLC | Solar Photovoltaic | 40.0494 | -74.9353 | 2.4
2025-09 | MISO | Schull CSG | 64413 | SCHUL | Schull CSG LLC | Solar Photovoltaic | 43.9164 | -93.9304 | 1
2025-09 | PJM | Pontiac | 64414 | PONTC | Pontiac Solar, LLC | Solar Photovoltaic | 40.9181 | -88.625 | 2
2025-09 | PJM | Rockford CSG | 64415 | ROCKF | Rockford Baxter Rd Holdco LLC CSG | Solar Photovoltaic | 42.1657 | -89.0369 | 2
2025-09 | MISO | Sandoval | 64416 | SANDL | Sandoval Holdco, LLC | Solar Photovoltaic | 38.5899 | -89.1493 | 2
2025-09 | ISNE | Wilbraham | 64417 | WILBR | BWC East Brook, LLC | Solar Photovoltaic | 42.1039 | -72.3813 | 4
2025-09 | ISNE | Elm Street | 64419 | ELM | ISM Solar Dighton 3, LLC | Solar Photovoltaic | 41.7917 | -71.1418 | 2.8
2025-09 | SWPP | Scribner Diesel Generation Facility | 64420 | 1 | City of Scribner | Petroleum Liquids | 41.6684 | -96.6691 | 2
2025-09 | SWPP | Scribner Diesel Generation Facility | 64420 | 2 | City of Scribner | Petroleum Liquids | 41.6684 | -96.6691 | 2
2025-09 | NYIS | Sunvestment Energy Group NY 63 LLC | 64421 | DEWIT | Green Street Power Partners | Solar Photovoltaic | 43.0447 | -76.0419 | 2
2025-09 | PJM | GSPP Onyx New Brunswick LLC | 64422 | NBOE1 | Green Street Power Partners | Solar Photovoltaic | 40.4807 | -74.4818 | 0.3
2025-09 | PJM | GSPP Onyx New Brunswick LLC | 64422 | NBOE2 | Green Street Power Partners | Solar Photovoltaic | 40.4807 | -74.4818 | 0.4
2025-09 | PJM | GSPP Onyx New Brunswick LLC | 64422 | NBOE3 | Green Street Power Partners | Solar Photovoltaic | 40.4807 | -74.4818 | 0.3
2025-09 | PJM | GSPP Onyx New Brunswick LLC | 64422 | NBOE4 | Green Street Power Partners | Solar Photovoltaic | 40.4807 | -74.4818 | 0.1
2025-09 | ERCO | TX7 Flat Top | 64423 | TX7 | Key Capture Energy | Batteries | 31.1979 | -103.3607 | 9.9
2025-09 | ERCO | TX8 Worsham | 64424 | TX8 | Key Capture Energy | Batteries | 31.3566 | -103.3364 | 9.9
2025-09 | ERCO | TX2 Port Lavaca | 64425 | TX2 | Key Capture Energy | Batteries | 28.5867 | -96.6838 | 9.9
2025-09 | CISO | Amazon - Stockton - Roof (SCK1) - (CA) | 64429 | 19001 | Forefront Power, LLC | Solar Photovoltaic | 37.9117 | -121.1987 | 2.6
2025-09 | MISO | Point Beach Solar | 64431 | PBS | Point Beach Solar | Solar Photovoltaic | 44.2834 | -87.5553 | 100
2025-09 | ISNE | Breckenridge Solar | 64432 | BBA | Breckenridge Street Solar 1, LLC | Batteries | 42.1741 | -72.3158 | 2.2
2025-09 | ISNE | Breckenridge Solar | 64432 | BKS | Breckenridge Street Solar 1, LLC | Solar Photovoltaic | 42.1741 | -72.3158 | 5
2025-09 | PJM | Black Rock Wind | 64433 | BRW | Black Rock Wind Force, LLC | Onshore Wind Turbine | 39.3668 | -79.1083 | 115
2025-09 | ISNE | Rounseville Solar | 64434 | ROU | Rounseville Solar 1, LLC | Solar Photovoltaic | 41.7384 | -70.8285 | 2.7
2025-09 | ISNE | Town of Ware - Canadian Tree(CSG) | 64435 | TOW | MA CS Ware West, LLC | Solar Photovoltaic | 42.2635 | -72.2955 | 1.4
2025-09 | ISNE | Wilmarth Solar | 64436 | WIL | Wilmarth Lane Solar 1, LLC | Solar Photovoltaic | 42.025 | -71.3535 | 5
2025-09 | ISNE | Wilmarth Solar | 64436 | WILB | Wilmarth Lane Solar 1, LLC | Batteries | 42.025 | -71.3535 | 2.3
2025-09 | ISNE | Dresser Hill CSG | 64437 | DRH | Dresser Hill Solar, LLC | Solar Photovoltaic | 42.0818 | -72.0065 | 3.7
2025-09 | CISO | Vallecitos Water District | 64438 | VALLE | SSA Solar of CA 5, LLC | Solar Photovoltaic | 33.2125 | -117.177 | 1.4
2025-09 | PJM | Pine Road Solar, LLC CSG | 64439 | PINE | Pine Road Solar, LLC | Solar Photovoltaic | 41.6744 | -88.6644 | 2
2025-09 | NYIS | White Plains Hospital Medical Center | 64440 | EGEN3 | White Plains Hospital Medical Center | Petroleum Liquids | 41.032 | -73.753 | 1.2
2025-09 | NYIS | White Plains Hospital Medical Center | 64440 | ENGN2 | White Plains Hospital Medical Center | Petroleum Liquids | 41.032 | -73.753 | 0.5
2025-09 | NYIS | White Plains Hospital Medical Center | 64440 | ENGN4 | White Plains Hospital Medical Center | Petroleum Liquids | 41.032 | -73.753 | 0.8
2025-09 | NYIS | White Plains Hospital Medical Center | 64440 | ENGN5 | White Plains Hospital Medical Center | Petroleum Liquids | 41.032 | -73.753 | 0.4
2025-09 | NYIS | White Plains Hospital Medical Center | 64440 | ENGN6 | White Plains Hospital Medical Center | Petroleum Liquids | 41.032 | -73.753 | 1
2025-09 | NYIS | White Plains Hospital Medical Center | 64440 | ENGN7 | White Plains Hospital Medical Center | Petroleum Liquids | 41.032 | -73.753 | 1.8
2025-09 | NYIS | Mt Pleasant Community Center | 64442 | MPES | RWE Clean Energy | Batteries | 41.1 | -73.7716 | 0.7
2025-09 | NYIS | Mt Pleasant Community Center | 64442 | MPPV | RWE Clean Energy | Solar Photovoltaic | 41.1 | -73.7716 | 0.5
2025-09 | ISNE | Golden Solar | 64443 | GOLD | Cardinal Renewables | Solar Photovoltaic | 44.4342 | -71.9712 | 2.2
2025-09 | SWPP | City of Paris Solar | 64444 | PARIS | Today's Power, Inc. | Solar Photovoltaic | 35.301 | -93.734 | 1.5
2025-09 | NYIS | County of Dutchess, NY (Airport) | 64445 | PV1 | Tesla Inc. | Solar Photovoltaic | 41.6314 | -73.8768 | 1.8
2025-09 | ERCO | Brazoria West | 64447 | GEN1 | Brazoria West Solar Project, LLC | Solar Photovoltaic | 29.191 | -95.663 | 200
2025-09 | PJM | Wythe County Solar | 64448 | GEN1 | RWE Clean Energy | Solar Photovoltaic | 36.876 | -80.837 | 75
2025-09 | PJM | Grissom Solar, LLC | 64450 | GSF01 | Grissom Solar, LLC | Solar Photovoltaic | 36.2389 | -77.8976 | 5
2025-09 | PJM | Grissom Solar, LLC | 64450 | GSF02 | Grissom Solar, LLC | Batteries | 36.2389 | -77.8976 | 10
2025-09 | NYIS | Rosemond Solar Community Solar | 64451 | 1583 | Scale Sustainable I, LLC | Solar Photovoltaic | 41.7113 | -74.5416 | 2
2025-09 | MISO | Calhoun County Solar Project | 64452 | GEN1 | AES Clean Energy | Solar Photovoltaic | 42.254 | -84.813 | 125
2025-09 | NYIS | Volney II | 64453 | VOLES | DG New York CS, LLC | Batteries | 43.341 | -76.354 | 3
2025-09 | NYIS | Volney II | 64453 | VOLNE | DG New York CS, LLC | Solar Photovoltaic | 43.341 | -76.354 | 1.5
2025-09 | ISNE | Merrimack Solar Farm, LLC | 64454 | PV1 | Merrimack Solar Farm | Solar Photovoltaic | 42.8114 | -71.5012 | 2.4
2025-09 | MISO | 13 Mile Solar, LLC | 64456 | FAC13 | 13 Mile Solar, LLC | Solar Photovoltaic | 42.3267 | -85.0486 | 2
2025-09 | MISO | Captain Solar, LLC | 64457 | FACCA | Captain Solar, LLC | Solar Photovoltaic | 43.1005 | -83.7816 | 2
2025-09 | MISO | Coldwater Solar, LLC | 64458 | FAACW | Coldwater Solar, LLC | Solar Photovoltaic | 43.0933 | -83.7771 | 2
2025-09 | MISO | Geddes 1 Solar, LLC | 64459 | FACG1 | Geddes 1 Solar, LLC | Solar Photovoltaic | 43.4338 | -84.1187 | 2
2025-09 | MISO | Jack Francis Solar, LLC | 64460 | FACJF | Jack Francis Solar, LLC | Solar Photovoltaic | 43.1493 | -83.6792 | 2
2025-09 | MISO | May Shannon Solar, LLC | 64461 | FACMS | May Shannon Solar, LLC | Solar Photovoltaic | 43.1511 | -83.6909 | 2
2025-09 | MISO | Stoneheart Solar, LLC | 64462 | FACSH | Stoneheart Solar, LLC | Solar Photovoltaic | 43.5068 | -83.9966 | 2
2025-09 | MISO | Workman Road Solar Farm, LLC | 64463 | FACWR | Workman Road Solar Farm, LLC | Solar Photovoltaic | 44.2736 | -85.212 | 2
2025-09 | MISO | Clendenin A Community Solar, LLC CSG | 64464 | CLEN | Clendenin A Community Solar, LLC | Solar Photovoltaic | 37.8292 | -89.0115 | 2
2025-09 | MISO | Kern A Community Solar, LLC CSG | 64465 | KERN | Kern A Community Solar, LLC | Solar Photovoltaic | 37.8975 | -88.9524 | 2
2025-09 | MISO | Lukuc B Community Solar LLC CSG | 64466 | LUKC | Lukuc B Community Solar LLC | Solar Photovoltaic | 37.8362 | -89.0424 | 2
2025-09 | PJM | CSG Mt. Morris 2, LLC | 64467 | MTMO | CSG Mt. Morris 2, LLC | Solar Photovoltaic | 42.0657 | -89.4331 | 2
2025-09 | PJM | Tower Road Solar, LLC CSG | 64468 | BOIG | Tower Road Solar, LLC | Solar Photovoltaic | 41.8052 | -88.9252 | 2
2025-09 | MISO | Interchange Solar, LLC | 64470 | FACIC | Interchange Solar, LLC | Solar Photovoltaic | 43.0999 | -83.771 | 2
2025-09 | CISO | Byron Highway Solar | 64471 | BYHWY | RPCA Solar 3, LLC | Solar Photovoltaic | 37.8471 | -121.6173 | 5
2025-09 | SWPP | Norman Solar | 64473 | NORMN | DG Central 1, LLC | Solar Photovoltaic | 35.2269 | -97.3604 | 2
2025-09 | MISO | Novel Handeland Solar LLC (CSG) | 64479 | HNDLD | REA Investments, LLC | Solar Photovoltaic | 44.7821 | -95.7858 | 1
2025-09 | MISO | Rice Two Solar CSG | 64480 | TC3 | Rice Community Solar Two LLC | Solar Photovoltaic | 44.2201 | -93.4576 | 0.8
2025-09 | CISO | Arlington Energy Center II | 64481 | AEC1 | Arlington Energy Center II | Solar Photovoltaic | 33.6909 | -114.7749 | 100
2025-09 | CISO | Arlington Energy Center II | 64481 | AEC2 | Arlington Energy Center II | Solar Photovoltaic | 33.6909 | -114.7749 | 133
2025-09 | CISO | Arlington Energy Center II | 64481 | AEC2B | Arlington Energy Center II | Batteries | 33.6909 | -114.7749 | 132
2025-09 | MISO | Novel Stavem Solar LLC CSG | 64482 | STAVM | REA Investments, LLC | Solar Photovoltaic | 45.6668 | -95.4019 | 1
2025-09 | MISO | Novel Sunnyfield Farms Solar LLC CSG | 64483 | SNYFD | REA Investments, LLC | Solar Photovoltaic | 44.2459 | -92.5462 | 1
2025-09 | MISO | Novel Schroeder Solar LLC CSG | 64484 | SCRDR | REA Investments, LLC | Solar Photovoltaic | 44.8042 | -95.2056 | 1
2025-09 | MISO | Novel Caroline Solar, LLC CSG | 64485 | CRLNE | REA Investments, LLC | Solar Photovoltaic | 45.4726 | -92.8992 | 1
2025-09 | MISO | Novel David Solar LLC CSG | 64486 | DAVID | REA Investments, LLC | Solar Photovoltaic | 44.0004 | -93.5016 | 1
2025-09 | MISO | Novel Huneke Solar LLC CSG | 64487 | HNKE | REA Investments, LLC | Solar Photovoltaic | 44.2673 | -92.6649 | 1
2025-09 | MISO | Novel Denzer Solar LLC CSG | 64488 | DNZR | REA Investments, LLC | Solar Photovoltaic | 44.1011 | -91.7629 | 1
2025-09 | CISO | Resurgence Solar | 64489 | GEN1 | Resurgence Solar | Solar Photovoltaic | 35.0066 | -117.5448 | 90
2025-09 | CISO | Resurgence Solar | 64489 | GEN2 | Resurgence Solar | Batteries | 35.0066 | -117.5448 | 75
2025-09 | MISO | Hendershot Solar, LLC | 64496 | FACHE | Hendershot Solar, LLC | Solar Photovoltaic | 41.9826 | -83.8885 | 2
2025-09 | MISO | Hazel Solar, LLC | 64497 | FACHA | Hazel Solar, LLC | Solar Photovoltaic | 43.4022 | -85.4535 | 2
2025-09 | MISO | Geddes 2 Solar, LLC | 64498 | FACG2 | Geddes 2 Solar, LLC | Solar Photovoltaic | 43.428 | -84.1193 | 2
2025-09 | MISO | Bullhead Solar, LLC | 64499 | FACBH | Bullhead Solar, LLC | Solar Photovoltaic | 41.9602 | -84.6738 | 2
2025-09 | MISO | Angola Solar, LLC | 64500 | FACAN | Angola Solar, LLC | Solar Photovoltaic | 41.8348 | -85.0074 | 2
2025-09 | PJM | 7448 Candlewood Road | 64502 | 1 | Hartz Solar, LLC | Solar Photovoltaic | 39.16 | -76.7 | 1.5
2025-09 | MISO | Palmer Community Solar LLC CSG | 64503 | PALM | Palmer Community Solar LLC | Solar Photovoltaic | 45.4914 | -92.7937 | 1
2025-09 | MISO | Medin 2 Community Solar LLC CSG | 64504 | MED2 | Medin 2 Community Solar LLC | Solar Photovoltaic | 45.48 | -92.7764 | 1
2025-09 | MISO | Cokato CSG | 64506 | COK | Cokato Holdco LLC | Solar Photovoltaic | 45.0872 | -94.2156 | 4
2025-09 | ISNE | Stamford Health | 64515 | 1 | Stamford Health Systems, Inc. | Petroleum Liquids | 41.0556 | -73.552 | 0.4
2025-09 | ISNE | Stamford Health | 64515 | 13 | Stamford Health Systems, Inc. | Petroleum Liquids | 41.0556 | -73.552 | 0.5
2025-09 | ISNE | Stamford Health | 64515 | 14 | Stamford Health Systems, Inc. | Petroleum Liquids | 41.0556 | -73.552 | 0.4
2025-09 | ISNE | Stamford Health | 64515 | 15 | Stamford Health Systems, Inc. | Petroleum Liquids | 41.0556 | -73.552 | 2.5
2025-09 | ISNE | Stamford Health | 64515 | 16 | Stamford Health Systems, Inc. | Petroleum Liquids | 41.0556 | -73.552 | 2.5
2025-09 | ISNE | Stamford Health | 64515 | 4 | Stamford Health Systems, Inc. | Petroleum Liquids | 41.0556 | -73.552 | 0.8
2025-09 | ISNE | Stamford Health | 64515 | 5 | Stamford Health Systems, Inc. | Petroleum Liquids | 41.0556 | -73.552 | 0.8
2025-09 | ISNE | Stamford Health | 64515 | 7 | Stamford Health Systems, Inc. | Petroleum Liquids | 41.0556 | -73.552 | 0.5
2025-09 | ISNE | Stamford Health | 64515 | FC | Stamford Health Systems, Inc. | Other Natural Gas | 41.0556 | -73.552 | 2
2025-09 | CISO | CA Institute for Women | 64518 | CIW | Ecoplexus, Inc | Solar Photovoltaic | 33.9497 | -117.6364 | 1
2025-09 | CISO | Atascadero State Hospital | 64523 | ATASC | Ecoplexus, Inc | Solar Photovoltaic | 35.4633 | -120.634 | 1.1
2025-09 | SWPP | SoCore Clovis 1 | 64524 | 79100 | SoCore Clovis 1 LLC | Solar Photovoltaic | 34.423 | -103.2541 | 2
2025-09 | NYIS | Troupsburg | 64525 | TB1 | Solar Planet Power | Solar Photovoltaic | 42.0121 | -77.3751 | 7
2025-09 | ISNE | Raboth - Marion Drive | 64526 | RABTH | Madison Energy Holdings LLC | Solar Photovoltaic | 41.9695 | -70.7254 | 3.5
2025-09 | ERCO | Gambit Energy Storage - Angleton Storage | 64528 | 1 | Gambit Energy Storage LLC | Batteries | 29.168 | -95.4451 | 100
2025-09 | ISNE | Woodville Solar (CSG) | 64530 | 1 | Standard Solar | Solar Photovoltaic | 41.4585 | -71.7042 | 4.5
2025-09 | ISNE | Norton | 64532 | NORTN | Madison Energy Holdings LLC | Solar Photovoltaic | 41.9683 | -71.1654 | 1.4
2025-09 | MISO | Darien Solar | 64534 | 1 | Wisconsin Electric Power Co | Solar Photovoltaic | 42.62 | -88.74 | 250
2025-09 | PJM | Camden Solar LLC | 64535 | KOV4A | Camden Solar LLC | Solar Photovoltaic | 36.3079 | -76.1445 | 20
2025-09 | ERCO | Corazon Energy LLC | 64538 | KOV4A | Corazon Energy LLC | Solar Photovoltaic | 27.6347 | -99.2583 | 200
2025-09 | NYIS | Coxsackie Solar | 64542 | 1 | FPS Coxsackie Solar LLC | Solar Photovoltaic | 42.3334 | -73.8475 | 5
2025-09 | ERCO | Ranchland Wind Project II | 64544 | WT2 | Ranchland Wind Project II, LLC | Onshore Wind Turbine | 32.3085 | -99.1642 | 148
2025-09 | ERCO | Ranchland Wind Storage | 64545 | BA | Ranchland Wind Storage, LLC | Batteries | 32.3085 | -99.1642 | 73
2025-09 | SWPP | Turtle Creek | 64547 | 1 | Omaha Public Power District | Natural Gas Fired Combustion Turbine | 41.0922 | -96.1683 | 264
2025-09 | SWPP | Turtle Creek | 64547 | 2 | Omaha Public Power District | Natural Gas Fired Combustion Turbine | 41.0922 | -96.1683 | 264
2025-09 | ISNE | Smithfield Solar Farm, LLC | 64549 | PV1 | Smithfield Solar Farm | Solar Photovoltaic | 41.9224 | -71.5204 | 2.4
2025-09 | ERCO | Ranchland Wind Project I | 64551 | WT2 | Ranchland Wind Project I, LLC | Onshore Wind Turbine | 32.3085 | -99.1645 | 114.9
2025-09 | MISO | Downtown Generation Plant | 64552 | 1 | City of Greenfield - (IA) | Petroleum Liquids | 41.304 | -94.4605 | 2.5
2025-09 | MISO | Downtown Generation Plant | 64552 | 2 | City of Greenfield - (IA) | Petroleum Liquids | 41.304 | -94.4605 | 2.5
2025-09 | PJM | Riverstart Solar Park LLC | 64553 | GEN01 | Riverstart Solar Park LLC | Solar Photovoltaic | 40.0462 | -85.0451 | 200
2025-09 | NYIS | Bright Field Solar LLC(CSG) | 64554 | BF | Nautilus Solar Solutions | Solar Photovoltaic | 42.46 | -77.7383 | 4
2025-09 | NYIS | Bright Oak Solar LLC(CSG) | 64555 | BO | Nautilus Solar Solutions | Solar Photovoltaic | 43.033 | -78.2448 | 4
2025-09 | NYIS | Bright Hill Solar LLC(CSG) | 64556 | BH | Nautilus Solar Solutions | Solar Photovoltaic | 42.4672 | -77.7038 | 5
2025-09 | NYIS | River Valley LLC (NY) (CSG) | 64557 | RV | Nautilus Solar Solutions | Solar Photovoltaic | 42.0672 | -78.4778 | 5
2025-09 | ISNE | Wallingford Solar | 64559 | WS | Wallingford Renewable Energy, LLC | Solar Photovoltaic | 41.4417 | -72.8374 | 16.1
2025-09 | NYIS | Tioga Solar South(CSG) | 64560 | TSS | 237 State Route 96 Site 2, LLC | Solar Photovoltaic | 42.1413 | -76.288 | 5
2025-09 | NYIS | Tioga Solar North(CSG) | 64561 | TSN | 237 State Route 96 Site 1, LLC | Solar Photovoltaic | 42.1413 | -76.288 | 5
2025-09 | NYIS | Washingtonville(CSG) | 64562 | WAS | Washingtonville Solar LLC | Solar Photovoltaic | 41.424 | -74.167 | 2
2025-09 | MISO | Novel Stein Solar LLC CSG | 64563 | STEIN | REA Investments, LLC | Solar Photovoltaic | 45.3891 | -92.6761 | 1
2025-09 | CISO | Arlington Energy Center III | 64564 | AEC3 | Arlington Energy Center III | Solar Photovoltaic | 33.6909 | -114.7749 | 131
2025-09 | CISO | Arlington Energy Center III | 64564 | AEC3B | Arlington Energy Center III | Batteries | 33.6909 | -114.7749 | 110
2025-09 | MISO | Cement City Solar, LLC | 64567 | CMCTY | AES Distributed Energy | Solar Photovoltaic | 42.0845 | -84.1353 | 20
2025-09 | MISO | Letts Creek Solar, LLC | 64568 | LETTS | AES Distributed Energy | Solar Photovoltaic | 42.2746 | -84.1353 | 15
2025-09 | ISNE | Dudley | 64572 | 1 | AMP MA Dudley | Solar Photovoltaic | 42.0543 | -71.9788 | 3
2025-09 | ISNE | Joe Jenny | 64573 | 1 | AMP MA Joe Jenny | Solar Photovoltaic | 42.1036 | -71.8154 | 1
2025-09 | ISNE | Westport Community Solar Garden | 64574 | 1 | BWC Bass River LLC | Solar Photovoltaic | 41.6899 | -71.0938 | 2
2025-09 | ISNE | Mendon | 64575 | 1 | BWC Box Pond LLC | Solar Photovoltaic | 42.0975 | -71.5019 | 2.6
2025-09 | NYIS | Minisink CSG | 64577 | MIN | Minisink Solar LLC | Solar Photovoltaic | 41.3535 | -74.5154 | 1
2025-09 | NYIS | Slate Hill(CSG) | 64578 | SLT | Slate Hill Solar LLC | Solar Photovoltaic | 41.363 | -74.503 | 2
2025-09 | CISO | Broadway 2 - UC Riverside | 64579 | GEN1 | MN8 Energy LLC | Solar Photovoltaic | 33.9703 | -117.331 | 3
2025-09 | MISO | Pullman Solar, LLC | 64581 | PULMN | AES Distributed Energy | Solar Photovoltaic | 42.4716 | -86.0969 | 20
2025-09 | ISNE | Dover (MA) | 64587 | 1 | BWC Buckmaster Pond LLC | Solar Photovoltaic | 42.2274 | -71.2489 | 1
2025-09 | ISNE | Adirondack A+B Community Solar Garden | 64588 | 1 | BWC Connecticut River LLC | Solar Photovoltaic | 41.679 | -71.1111 | 5
2025-09 | ISNE | Westport B Community Solar Garden | 64589 | 1 | BWC Hamilton Brook LLC | Solar Photovoltaic | 41.7046 | -71.0897 | 4.5
2025-09 | MISO | O'Brien Solar Fields | 64590 | OBSFN | Madison Gas & Electric Co | Solar Photovoltaic | 42.9977 | -89.4589 | 8.3
2025-09 | MISO | O'Brien Solar Fields | 64590 | OBSFS | Madison Gas & Electric Co | Solar Photovoltaic | 42.9977 | -89.4589 | 8.3
2025-09 | MISO | O'Brien Solar Fields | 64590 | OBSFW | Madison Gas & Electric Co | Solar Photovoltaic | 42.9977 | -89.4589 | 5.5
2025-09 | ERCO | El Algodon Alto Wind Farm, LLC | 64591 | EEA | RWE Clean Energy | Onshore Wind Turbine | 27.9927 | -97.744 | 200.2
2025-09 | NYIS | Bellisario Solar 1 | 64593 | B1 | Lapeer-Cortland Solar, LLC | Solar Photovoltaic | 42.4498 | -76.1211 | 5
2025-09 | NYIS | Bellisario Solar 2 | 64594 | B1 | Lapeer-Cortland Solar, LLC | Solar Photovoltaic | 42.4519 | -76.1211 | 5
2025-09 | NYIS | Bellisario Solar 3 | 64595 | B1 | Lapeer-Cortland Solar, LLC | Solar Photovoltaic | 42.453 | -76.1318 | 5
2025-09 | CISO | Prologis L.P | 64600 | PLDPL | Powerflex | Solar Photovoltaic | 37.725 | -121.5298 | 3
2025-09 | CISO | County of San Diego COC Hybrid | 64601 | ESS | Solar Star California LXXVIII, LLC | Batteries | 32.8336 | -117.1311 | 0.4
2025-09 | CISO | County of San Diego COC Hybrid | 64601 | PV | Solar Star California LXXVIII, LLC | Solar Photovoltaic | 32.8336 | -117.1311 | 1.7
2025-09 | PJM | Kirby Road Solar, LLC | 64602 | KBR | Nautilus Solar Solutions | Solar Photovoltaic | 38.779 | -76.9237 | 1.3
2025-09 | ISNE | TPE King Solar Holdings1, LLC (CSG) | 64603 | KING1 | Nautilus Solar Solutions | Solar Photovoltaic | 41.9792 | -71.5813 | 12.7
2025-09 | PJM | MNCPPC Randall Farm | 64604 | X0009 | Standard Solar | Solar Photovoltaic | 38.8316 | -76.8031 | 1.4
2025-09 | PJM | Burns Solar One LLC | 64606 | 64606 | Nautilus Solar Solutions | Solar Photovoltaic | 39.4765 | -76.8545 | 2
2025-09 | PJM | Hostetter Solar One, LLC | 64608 | 64608 | Nautilus Solar Solutions | Solar Photovoltaic | 39.6645 | -77.7006 | 2
2025-09 | PJM | Amazon MDW6 Solar Project | 64610 | MDW6 | Solar Star Prime 5, LLC | Solar Photovoltaic | 41.6721 | -88.1155 | 1.9
2025-09 | CISO | SEPV Sierra | 64611 | 1 | SEPV Sierra, LLC | Batteries | 34.733 | -118.1385 | 8.3
2025-09 | CISO | SEPV Sierra | 64611 | 2 | SEPV Sierra, LLC | Solar Photovoltaic | 34.733 | -118.1385 | 3
2025-09 | CISO | Kearny North Energy Storage | 64612 | KNES | San Diego Gas & Electric Co | Batteries | 32.8335 | -117.1344 | 10
2025-09 | CISO | Kearny South Energy Storage | 64614 | KSES | San Diego Gas & Electric Co | Batteries | 32.8329 | -117.1323 | 10
2025-09 | ISNE | Kearsarge William Way | 64617 | BWBAT | Kearsarge William Way LLC | Batteries | 42.0819 | -71.4924 | 2.6
2025-09 | ISNE | Kearsarge William Way | 64617 | BWW | Kearsarge William Way LLC | Solar Photovoltaic | 42.0819 | -71.4924 | 4.4
2025-09 | ISNE | Kearsarge Haverhill | 64618 | HABAT | Kearsarge Haverhill LLC | Batteries | 42.7529 | -71.047 | 2
2025-09 | ISNE | Kearsarge Haverhill | 64618 | HAV | Kearsarge Haverhill LLC | Solar Photovoltaic | 42.7529 | -71.047 | 2.8
2025-09 | ISNE | Kearsarge Upper Union | 64619 | FUU | Kearsarge Upper Union LLC | Solar Photovoltaic | 42.0503 | -71.3913 | 1
2025-09 | ISNE | Kearsarge Upper Union | 64619 | UUBAT | Kearsarge Upper Union LLC | Batteries | 42.0503 | -71.3913 | 0.8
2025-09 | ISNE | Kearsarge Montague BD(CSG) | 64620 | MBBAT | Kearsarge Montague BD LLC | Batteries | 42.5859 | -72.558 | 1.3
2025-09 | ISNE | Kearsarge Montague BD(CSG) | 64620 | MBD | Kearsarge Montague BD LLC | Solar Photovoltaic | 42.5859 | -72.558 | 2.5
2025-09 | CISO | Diamond H Dairy Power | 64622 | GEN1 | Madera DP 2, LLC | Other Waste Biomass | 37.0162 | -120.3728 | 1
2025-09 | CISO | Diamond H Dairy Power | 64622 | GEN2 | Madera DP 2, LLC | Other Waste Biomass | 37.0162 | -120.3728 | 1
2025-09 | MISO | Freeborn Wind Farm | 64623 | FBW01 | Northern States Power Co - Minnesota | Onshore Wind Turbine | 43.5131 | -93.1886 | 218
2025-09 | CISO | Hudson - High Desert Hybrid | 64624 | BESS1 | MN8 Energy LLC | Batteries | 34.6365 | -117.3724 | 50
2025-09 | CISO | Hudson - High Desert Hybrid | 64624 | GEN1 | MN8 Energy LLC | Solar Photovoltaic | 34.6365 | -117.3724 | 100
2025-09 | ISNE | Blodgett Solar CSG | 64627 | BLD | Blodgett Street Solar 1, LLC | Solar Photovoltaic | 42.6789 | -71.4451 | 5
2025-09 | ISNE | Blodgett Solar CSG | 64627 | BLO | Blodgett Street Solar 1, LLC | Batteries | 42.6789 | -71.4451 | 5
2025-09 | PJM | Slidematic at Rockford | 64628 | SLIDE | Luminace Solar Illinois 2, LLC | Solar Photovoltaic | 42.2061 | -89.0744 | 1.8
2025-09 | MISO | JM Huber at Quincy | 64629 | JMH | Luminace Solar Illinois 2, LLC | Solar Photovoltaic | 39.8591 | -91.3997 | 1.5
2025-09 | CISO | Rabbitbrush Solar, LLC | 64630 | GEN01 | Leeward Asset Management, LLC | Solar Photovoltaic | 34.83 | -118.32 | 100
2025-09 | CISO | Rabbitbrush Solar, LLC | 64630 | RBBAT | Leeward Asset Management, LLC | Batteries | 34.83 | -118.32 | 20
2025-09 | CISO | Rexford Solar Farm | 64633 | 20SD8 | AES Clean Energy | Solar Photovoltaic | 35.8405 | -119.0827 | 300
2025-09 | CISO | Rexford Solar Farm | 64633 | 20SDB | AES Clean Energy | Batteries | 35.8405 | -119.0827 | 240
2025-09 | PJM | Big Plain Solar, LLC | 64635 | GEN01 | Leeward Asset Management, LLC | Solar Photovoltaic | 39.8557 | -83.3284 | 196
2025-09 | CISO | Big Rock Solar Farm | 64636 | 92JTB | Big Rock ESS Assets, LLC | Batteries | 32.7334 | -115.7137 | 200
2025-09 | MISO | Big River Solar | 64637 | BRS | Big River Solar, LLC | Solar Photovoltaic | 38.0501 | -88.2955 | 149
2025-09 | ERCO | TG East | 64639 | ESCA | TG East Wind Project LLC | Onshore Wind Turbine | 33.7463 | -99.6655 | 336
2025-09 | PJM | P52ES 1755 Henryton Rd Phase 1 LLC CSG | 64642 | HCSG | Nautilus Solar Solutions | Solar Photovoltaic | 39.3201 | -76.9296 | 1.9
2025-09 | PJM | P52ES 1755 Henryton Rd Phase 2 LLC | 64643 | HVNM | Nautilus Solar Solutions | Solar Photovoltaic | 39.3201 | -76.9296 | 1.9
2025-09 | PJM | White Marsh Solar | 64644 | WM | Nautilus Solar Solutions | Solar Photovoltaic | 39.4167 | -76.403 | 1.5
2025-09 | PJM | Mason Solar One LLC | 64645 | MAS | Nautilus Solar Solutions | Solar Photovoltaic | 39.692 | -75.9185 | 1
2025-09 | PJM | Pittman Solar One LLC | 64646 | PITT | Nautilus Solar Solutions | Solar Photovoltaic | 39.6875 | -78.108 | 2
2025-09 | PJM | Bulldog Solar One, LLC | 64647 | QAB | Nautilus Solar Solutions | Solar Photovoltaic | 38.9152 | -76.6972 | 2
2025-09 | PJM | AEUG Union Solar, LLC | 64660 | AUS | Acciona Energy USA Global, LLC | Solar Photovoltaic | 40.4375 | -83.4835 | 325
2025-09 | MISO | Heartland Divide II | 64661 | HDII | Heartland Divide II | Onshore Wind Turbine | 41.7203 | -94.9284 | 200
2025-09 | MISO | Sac County Wind, LLC | 64662 | SAC | Sac County Wind | Onshore Wind Turbine | 42.4212 | -94.9951 | 80
2025-09 | ISNE | Clark Road Solar 1, LLC | 64664 | 10604 | Clark Road Solar 1, LLC | Solar Photovoltaic | 42.5961 | -72.0202 | 5
2025-09 | ISNE | Clark Road Solar 1, LLC | 64664 | 10605 | Clark Road Solar 1, LLC | Batteries | 42.5961 | -72.0202 | 3.3
2025-09 | SWPP | Great Prairie Wind | 64665 | GR01 | Great Prairie Wind LLC | Onshore Wind Turbine | 36.3075 | -101.5322 | 1027
2025-09 | ERCO | Blue Jay Solar I, LLC | 64672 | BLUEJ | Blue Jay Solar I, LLC | Batteries | 30.7053 | -96.0698 | 51.6
2025-09 | ISNE | Acton | 64673 | ACT | Acton H Road Solar 1, LLC | Solar Photovoltaic | 43.5437 | -70.9128 | 3.5
2025-09 | ISNE | Naples | 64675 | NAP | Naples Casco Solar 1, LLC | Solar Photovoltaic | 43.9706 | -70.577 | 2
2025-09 | CISO | Lake Herman | 64676 | 359 | Greenbacker Renewable Energy Corporation | Solar Photovoltaic | 38.0971 | -122.1417 | 5
2025-09 | PJM | Ryland Road Solar | 64677 | RYLND | Greenbacker Renewable Energy Corporation | Solar Photovoltaic | 36.2758 | -76.6487 | 5
2025-09 | PJM | Windsor Hwy 17 Solar | 64678 | WDH17 | Greenbacker Renewable Energy Corporation | Solar Photovoltaic | 36.0213 | -76.8724 | 5
2025-09 | NYIS | Hamlin Solar 1, LLC | 64679 | HS1 | Nautilus Solar Solutions | Solar Photovoltaic | 43.3014 | -77.9443 | 5
2025-09 | NYIS | Clifton Park Solar 1, LLC | 64680 | CP1 | Nautilus Solar Solutions | Solar Photovoltaic | 42.839 | -73.8347 | 5
2025-09 | NYIS | Clifton Park Solar 2, LLC | 64681 | CP2 | Nautilus Solar Solutions | Solar Photovoltaic | 42.8404 | -73.8355 | 2
2025-09 | PJM | Oak Trail Solar, LLC | 64683 | GEN01 | Leeward Asset Management, LLC | Solar Photovoltaic | 36.5044 | -76.1887 | 100
2025-09 | NYIS | Orangeville Storage | 64686 | 65002 | Invenergy Services LLC | Batteries | 42.7387 | -78.2397 | 24.7
2025-09 | CISO | Van der Hoek Solar Array/ Dairy | 64687 | VDH | Maas Energy Works | Solar Photovoltaic | 36.504 | -120.0981 | 2.4
2025-09 | MISO | Plymouth Wind | 64688 | 65003 | MidAmerican Energy Co | Onshore Wind Turbine | 42.843 | -95.9413 | 202.7
2025-09 | PJM | MD - PR97 (CSG) | 64689 | 90029 | Distributed Solar Development, LLC | Solar Photovoltaic | 38.9347 | -76.7148 | 2
2025-09 | PJM | Todd Solar | 64690 | 65004 | Invenergy Services LLC | Solar Photovoltaic | 38.6133 | -75.8352 | 20
2025-09 | ISNE | Fredonia Solar LLC | 64692 | 533 | Greenbacker Renewable Energy Corporation | Solar Photovoltaic | 42.453 | -79.3408 | 1.1
2025-09 | CISO | Dos Palos | 64693 | 299 | Greenbacker Renewable Energy Corporation | Solar Photovoltaic | 36.9818 | -120.6254 | 1
2025-09 | ISNE | Dunstable Solar 1, LLC | 64696 | DUBLN | AES Distributed Energy | Batteries | 42.6656 | -71.5168 | 4.5
2025-09 | ISNE | Dunstable Solar 1, LLC | 64696 | DUNST | AES Distributed Energy | Solar Photovoltaic | 42.6656 | -71.5168 | 4.5
2025-09 | MISO | Swan Garden | 64697 | CGS | Swan Garden LLC | Solar Photovoltaic | 45.7204 | -95.2653 | 1
2025-09 | MISO | Blue Prairie Solar, LLC | 64698 | 508 | Greenbacker Renewable Energy Corporation | Solar Photovoltaic | 44.2853 | -90.9158 | 2.5
2025-09 | CISO | El Dorado Solar, LLC | 64700 | 390 | Greenbacker Renewable Energy Corporation | Solar Photovoltaic | 38.637 | -121.059 | 1.5
2025-09 | CISO | LeConte Energy Storage | 64701 | LCES | LeConte Energy Storage, LLC | Batteries | 32.6772 | -115.6702 | 125
2025-09 | ISNE | Fairhaven MA 2 | 64705 | FHAF | RWE Clean Energy | Solar Photovoltaic | 41.666 | -70.8783 | 2.9
2025-09 | ISNE | Acushnet MA 1 | 64706 | ACNT1 | Navisun LLC | Solar Photovoltaic | 41.697 | -70.903 | 1
2025-09 | ISNE | Acushnet MA 2 (CSG) | 64707 | ACNT2 | Navisun LLC | Solar Photovoltaic | 41.706 | -70.8863 | 1
2025-09 | PJM | Santee Solar Partners, LLC | 64708 | C1BDN | REA Investments, LLC | Solar Photovoltaic | 45.4173 | -93.3885 | 3.3
2025-09 | PJM | CL-Viaduct LLC | 64709 | GSF01 | BCD Project Holdings 1, LLC | Solar Photovoltaic | 41.0502 | -78.6519 | 20
2025-09 | ERCO | White Mesa Wind | 64710 | WM001 | White Mesa Wind, LLC | Onshore Wind Turbine | 30.91 | -101.263 | 500.6
2025-09 | PJM | UN-School House LLC | 64711 | GSF01 | BCD Project Holdings 1, LLC | Solar Photovoltaic | 40.9632 | -78.1792 | 20
2025-09 | CISO | Sanborn BESS 1 | 64712 | ESSB1 | Terra-Gen Operating Co-BESS | Batteries | 35.0273 | -118.1392 | 100
2025-09 | CISO | Sanborn BESS 2 | 64713 | ESSB2 | Terra-Gen Operating Co-BESS | Batteries | 35.0273 | -118.1401 | 100
2025-09 | MISO | Rice Lake Solar Array | 64714 | RLK01 | Onsite Partners, LLC | Solar Photovoltaic | 45.5266 | -91.7569 | 3.8
2025-09 | ISNE | Dusenberry | 64715 | DSNBR | AES Distributed Energy | Solar Photovoltaic | 42.7677 | -73.6247 | 5
2025-09 | ISNE | Knapp East (CSG) | 64716 | KNPPE | AES Distributed Energy | Solar Photovoltaic | 43.0134 | -78.4601 | 5
2025-09 | ISNE | Main Rd Community Solar | 64717 | MAINR | AES Distributed Energy | Solar Photovoltaic | 42.9976 | -78.5047 | 5
2025-09 | ISNE | Redman North Community Solar | 64718 | RDMNN | AES Distributed Energy | Solar Photovoltaic | 43.2752 | -77.966 | 1.5
2025-09 | ISNE | Glenmere Lake | 64719 | BESS | AES Distributed Energy | Batteries | 41.3698 | -74.366 | 2
2025-09 | ISNE | Glenmere Lake | 64719 | GLNMR | AES Distributed Energy | Solar Photovoltaic | 41.3698 | -74.366 | 2
2025-09 | ISNE | Knapp West(CSG) | 64720 | KNPPW | AES Distributed Energy | Solar Photovoltaic | 43.0148 | -78.4609 | 5
2025-09 | ISNE | Rowe (CSG) | 64721 | RWEAV | AES Distributed Energy | Solar Photovoltaic | 42.0687 | -78.3752 | 5
2025-09 | ISNE | Redman South Community Solar | 64722 | RDMNS | AES Distributed Energy | Solar Photovoltaic | 43.2743 | -77.965 | 5
2025-09 | ISNE | Alton Road Solar | 64723 | 50835 | Revity Energy LLC | Solar Photovoltaic | 41.4075 | -71.7483 | 13.9
2025-09 | ISNE | Townline Community Solar | 64724 | TWNLN | AES Distributed Energy | Solar Photovoltaic | 43.0421 | -78.1337 | 5
2025-09 | ISNE | Williams Rd | 64725 | WLMRD | AES Distributed Energy | Solar Photovoltaic | 43.204 | -78.943 | 4
2025-09 | ISNE | West Haydenville PJ Community Solar | 64726 | BESS | AES Distributed Energy | Batteries | 42.3831 | -72.7111 | 3.6
2025-09 | ISNE | West Haydenville PJ Community Solar | 64726 | WHAYD | AES Distributed Energy | Solar Photovoltaic | 42.3831 | -72.7111 | 5
2025-09 | ISNE | Brookwood Drive Community Solar | 64727 | BESS | AES Distributed Energy | Batteries | 41.59 | -71.0942 | 3
2025-09 | ISNE | Brookwood Drive Community Solar | 64727 | BRKWD | AES Distributed Energy | Solar Photovoltaic | 41.59 | -71.0942 | 5
2025-09 | MISO | Novel Froehle Solar LLC | 64728 | FROLE | Novel Froehle Solar HQ LLC | Solar Photovoltaic | 45.4676 | -94.3982 | 1
2025-09 | MISO | Novel Milbradt Solar LLC | 64729 | MLBRT | Novel Milbradt Solar HQ LLC | Solar Photovoltaic | 44.6511 | -95.3395 | 1
2025-09 | PJM | IL17021 Brush Creek I CSG | 64730 | BCK17 | SPG IL Brush Creek I Solar LLC | Solar Photovoltaic | 42.4522 | -89.6388 | 2
2025-09 | ISNE | Maple(CSG) | 64731 | M2 | Maple Street Solar 1, LLC | Batteries | 42.0628 | -71.2643 | 2.3
2025-09 | ISNE | Maple(CSG) | 64731 | MAPLE | Maple Street Solar 1, LLC | Solar Photovoltaic | 42.0628 | -71.2643 | 4
2025-09 | PJM | Segunda II (CSG) | 64732 | SEGU2 | Segunda Solar II, LLC | Solar Photovoltaic | 41.1177 | -88.8637 | 2
2025-09 | PJM | Woodlawn II (CSG) | 64733 | WOOD2 | Woodlawn Solar II, LLC | Solar Photovoltaic | 41.3924 | -87.5948 | 2
2025-09 | PJM | Dodds (CSG) | 64734 | DOODS | Dodds Solar, LLC | Solar Photovoltaic | 42.3795 | -89.843 | 2
2025-09 | PJM | Olmstead II CSG | 64735 | OLMS2 | Olmstead Solar II, LLC | Solar Photovoltaic | 42.3717 | -89.7963 | 2
2025-09 | PJM | Wolfcastle | 64736 | WOLFC | Beartooth Energy Storage, LLC | Solar Photovoltaic | 41.9506 | -88.8308 | 2
2025-09 | MISO | Holliday Creek Solar | 64738 | HCS | MidAmerican Energy Co | Solar Photovoltaic | 42.5687 | -94.1028 | 100
2025-09 | MISO | Morgan Solar 1 CSG | 64741 | MORG1 | Morgan Solar 1 LLC | Solar Photovoltaic | 39.8225 | -90.5552 | 2
2025-09 | MISO | Morgan Solar 1b CSG | 64742 | MOR1B | Morgan Solar 1b LLC | Solar Photovoltaic | 39.8222 | -90.5546 | 2
2025-09 | CISO | Tierra Buena Energy Storage | 64743 | TB1 | VESI 10 LLC | Batteries | 39.1713 | -121.6621 | 2.5
2025-09 | CISO | Tierra Buena Energy Storage | 64743 | TB2 | VESI 10 LLC | Batteries | 39.1713 | -121.6621 | 2.5
2025-09 | NYIS | Goldman Sachs Carports Solar | 64746 | GSCS | Madison Energy Investments LLC | Solar Photovoltaic | 42.7657 | -73.7506 | 1
2025-09 | NYIS | Fuel Cell 3245 Yates Avenue | 64747 | C3245 | Bronx Community Clean Energy Project LLC | Other Natural Gas | 40.8732 | -73.8552 | 5
2025-09 | NYIS | Fuel Cell 18A Sneden Avenue | 64748 | CR18A | Annadale Community Clean Energy Projects LLC | Other Natural Gas | 40.5404 | -74.1768 | 3.6
2025-09 | NYIS | Fuel Cell 18B Sneden Avenue | 64749 | CR18B | Annadale Community Clean Energy Projects LLC | Other Natural Gas | 40.5405 | -74.1766 | 4.2
2025-09 | SWPP | Glass Sands Wind Facility | 64750 | 1 | Southern Power Co | Onshore Wind Turbine | 34.5142 | -96.9159 | 117
2025-09 | CISO | Amazon PSP1 | 64751 | 267 | Greenbacker Renewable Energy Corporation | Solar Photovoltaic | 33.9262 | -116.9944 | 3.8
2025-09 | ISNE | FDX010.0 FedEx Fuel Cell | 64753 | FDX10 | 2016 ESA Project Company, LLC | Other Natural Gas | 41.5948 | -72.7132 | 1
2025-09 | MISO | Arbor Hill Solar | 64755 | AHS | MidAmerican Energy Co | Solar Photovoltaic | 41.4669 | -94.2627 | 25
2025-09 | ISNE | Old Middleboro Road Solar | 64759 | OLD | Agilitas Energy, Inc. | Solar Photovoltaic | 41.793 | -70.8203 | 5
2025-09 | ISNE | Old Middleboro Road Solar | 64759 | OLDBA | Agilitas Energy, Inc. | Batteries | 41.793 | -70.8203 | 4.5
2025-09 | ISNE | Ocean State BTM | 64760 | MESS | Agilitas Energy, Inc. | Batteries | 41.938 | -71.685 | 3
2025-09 | NYIS | Patchogue ESS | 64761 | PAT | Agilitas Energy, Inc. | Batteries | 40.783 | -73.0163 | 2
2025-09 | ISNE | Rumford ESS | 64763 | RUM | Agilitas Energy, Inc. | Batteries | 44.5322 | -70.519 | 4.9
2025-09 | ISNE | Madison BTM | 64764 | MBTM | Agilitas Energy, Inc. | Batteries | 44.804 | -69.841 | 1.5
2025-09 | ISNE | Madison ESS | 64765 | MESS | Agilitas Energy, Inc. | Batteries | 44.793 | -69.876 | 4.9
2025-09 | CISO | Redwood Coast Airport Microgrid | 64766 | RCAM1 | Redwood Coast Energy Authority | Solar Photovoltaic | 40.9672 | -124.1044 | 2.2
2025-09 | CISO | Redwood Coast Airport Microgrid | 64766 | RCAM2 | Redwood Coast Energy Authority | Batteries | 40.9672 | -124.1044 | 2.2
2025-09 | ERCO | WAL194 | 64769 | GEN1 | Walmart Stores Texas, LLC | Natural Gas Internal Combustion Engine | 29.7763 | -94.9745 | 0.4
2025-09 | ERCO | WAL194 | 64769 | GEN2 | Walmart Stores Texas, LLC | Natural Gas Internal Combustion Engine | 29.7763 | -94.9745 | 0.4
2025-09 | ERCO | WAL194 | 64769 | GEN3 | Walmart Stores Texas, LLC | Natural Gas Internal Combustion Engine | 29.7763 | -94.9745 | 0.4
2025-09 | ERCO | WAL202 | 64770 | GEN1 | Walmart Stores Texas, LLC | Petroleum Liquids | 33.1004 | -96.8007 | 1.3
2025-09 | ERCO | WAL266 | 64771 | GEN1 | Walmart Stores Texas, LLC | Natural Gas Internal Combustion Engine | 32.922 | -97.082 | 0.4
2025-09 | ERCO | WAL266 | 64771 | GEN2 | Walmart Stores Texas, LLC | Natural Gas Internal Combustion Engine | 32.922 | -97.082 | 0.4
2025-09 | ERCO | WAL266 | 64771 | GEN3 | Walmart Stores Texas, LLC | Natural Gas Internal Combustion Engine | 32.922 | -97.082 | 0.4
2025-09 | ERCO | WAL284 | 64772 | GEN1 | Walmart Stores Texas, LLC | Natural Gas Internal Combustion Engine | 32.5762 | -97.13 | 0.4
2025-09 | ERCO | WAL284 | 64772 | GEN2 | Walmart Stores Texas, LLC | Natural Gas Internal Combustion Engine | 32.5762 | -97.13 | 0.4
2025-09 | ERCO | WAL284 | 64772 | GEN3 | Walmart Stores Texas, LLC | Natural Gas Internal Combustion Engine | 32.5762 | -97.13 | 0.4
2025-09 | ERCO | WAL407 | 64773 | GEN1 | Walmart Stores Texas, LLC | Natural Gas Internal Combustion Engine | 31.0897 | -97.7293 | 0.4
2025-09 | ERCO | WAL407 | 64773 | GEN2 | Walmart Stores Texas, LLC | Natural Gas Internal Combustion Engine | 31.0897 | -97.7293 | 0.4
2025-09 | ERCO | WAL407 | 64773 | GEN3 | Walmart Stores Texas, LLC | Natural Gas Internal Combustion Engine | 31.0897 | -97.7293 | 0.4
2025-09 | ERCO | WAL414 | 64774 | GEN1 | Walmart Stores Texas, LLC | Natural Gas Internal Combustion Engine | 33.857 | -98.499 | 0.4
2025-09 | ERCO | WAL414 | 64774 | GEN2 | Walmart Stores Texas, LLC | Natural Gas Internal Combustion Engine | 33.857 | -98.499 | 0.4
2025-09 | ERCO | WAL414 | 64774 | GEN3 | Walmart Stores Texas, LLC | Natural Gas Internal Combustion Engine | 33.857 | -98.499 | 0.4
2025-09 | ERCO | WAL447 | 64775 | GEN1 | Walmart Stores Texas, LLC | Natural Gas Internal Combustion Engine | 29.3958 | -100.9011 | 0.4
2025-09 | ERCO | WAL447 | 64775 | GEN2 | Walmart Stores Texas, LLC | Natural Gas Internal Combustion Engine | 29.3958 | -100.9011 | 0.4
2025-09 | ERCO | WAL447 | 64775 | GEN3 | Walmart Stores Texas, LLC | Natural Gas Internal Combustion Engine | 29.3958 | -100.9011 | 0.4
2025-09 | ERCO | WAL452 | 64776 | GEN1 | Walmart Stores Texas, LLC | Natural Gas Internal Combustion Engine | 26.2439 | -98.2451 | 0.4
2025-09 | ERCO | WAL452 | 64776 | GEN2 | Walmart Stores Texas, LLC | Natural Gas Internal Combustion Engine | 26.2439 | -98.2451 | 0.4
2025-09 | ERCO | WAL452 | 64776 | GEN3 | Walmart Stores Texas, LLC | Natural Gas Internal Combustion Engine | 26.2439 | -98.2451 | 0.4
2025-09 | ERCO | WAL456 | 64777 | GEN1 | Walmart Stores Texas, LLC | Natural Gas Internal Combustion Engine | 25.9761 | -97.5194 | 0.4
2025-09 | ERCO | WAL456 | 64777 | GEN2 | Walmart Stores Texas, LLC | Natural Gas Internal Combustion Engine | 25.9761 | -97.5194 | 0.4
2025-09 | ERCO | WAL456 | 64777 | GEN3 | Walmart Stores Texas, LLC | Natural Gas Internal Combustion Engine | 25.9761 | -97.5194 | 0.4
2025-09 | ERCO | WAL461 | 64778 | GEN1 | Walmart Stores Texas, LLC | Natural Gas Internal Combustion Engine | 28.702 | -100.4827 | 0.4
2025-09 | ERCO | WAL461 | 64778 | GEN2 | Walmart Stores Texas, LLC | Natural Gas Internal Combustion Engine | 28.702 | -100.4827 | 0.4
2025-09 | ERCO | WAL461 | 64778 | GEN3 | Walmart Stores Texas, LLC | Natural Gas Internal Combustion Engine | 28.702 | -100.4827 | 0.4
2025-09 | PJM | IGS Frankfort 2 CSG | 64779 | FRAN2 | IGS Solar LLC | Solar Photovoltaic | 41.4956 | -87.7876 | 2
2025-09 | MISO | Hermsdorf Solar | 64780 | 1 | Madison Gas & Electric Co | Solar Photovoltaic | 43.0596 | -89.2609 | 8
2025-09 | ISNE | Kearsarge Westerly | 64781 | WES | Kearsarge Westerly LLC | Solar Photovoltaic | 41.3858 | -71.7322 | 4
2025-09 | ISNE | Kearsarge Fogland | 64782 | TIV | Kearsarge Fogland LLC | Solar Photovoltaic | 41.556 | -71.1882 | 2.4
2025-09 | ISNE | Kearsarge East Providence | 64783 | EPRO | Kearsarge East Providence LLC | Solar Photovoltaic | 41.8337 | -71.3697 | 2
2025-09 | PJM | Long John CSG | 64784 | LJOHN | Long John Solar, LLC | Solar Photovoltaic | 41.694 | -88.6531 | 2
2025-09 | PJM | Woodlawn CSG | 64785 | WOOD | Woodlawn Solar, LLC | Solar Photovoltaic | 41.3924 | -87.5946 | 2
2025-09 | MISO | Hurricane Creek CSG | 64786 | HRCRK | SPG IL Hurricane Creek Solar LLC | Solar Photovoltaic | 37.7895 | -89.0587 | 2
2025-09 | MISO | Viking Solar CSG | 64787 | VIKNG | Viking Solar, LLC | Solar Photovoltaic | 39.4055 | -89.9957 | 2
2025-09 | NYIS | Freehold(CSG) | 64788 | FRHOL | Freehold Solar, LLC | Solar Photovoltaic | 42.3704 | -74.038 | 2
2025-09 | MISO | Moraine CSG | 64789 | MORAI | Moraine Solar, LLC | Solar Photovoltaic | 40.3792 | -88.8434 | 2
2025-09 | PJM | OER Checkerspot | 64790 | CHECK | Standard Solar | Solar Photovoltaic | 38.7836 | -76.5742 | 1.5
2025-09 | ERCO | WAL462 | 64791 | GEN1 | Walmart Stores Texas, LLC | Natural Gas Internal Combustion Engine | 29.4218 | -95.2308 | 1.3
2025-09 | ERCO | WAL504 | 64792 | GEN1 | Walmart Stores Texas, LLC | Natural Gas Internal Combustion Engine | 29.2651 | -94.8329 | 0.4
2025-09 | ERCO | WAL504 | 64792 | GEN2 | Walmart Stores Texas, LLC | Natural Gas Internal Combustion Engine | 29.2651 | -94.8329 | 0.4
2025-09 | ERCO | WAL504 | 64792 | GEN3 | Walmart Stores Texas, LLC | Natural Gas Internal Combustion Engine | 29.2651 | -94.8329 | 0.4
2025-09 | ERCO | WAL522 | 64793 | GEN1 | Walmart Stores Texas, LLC | Natural Gas Internal Combustion Engine | 29.8945 | -95.065 | 0.4
2025-09 | ERCO | WAL522 | 64793 | GEN2 | Walmart Stores Texas, LLC | Natural Gas Internal Combustion Engine | 29.8945 | -95.065 | 0.4
2025-09 | ERCO | WAL522 | 64793 | GEN3 | Walmart Stores Texas, LLC | Natural Gas Internal Combustion Engine | 29.8945 | -95.065 | 0.4
2025-09 | ERCO | WAL529 | 64794 | GEN1 | Walmart Stores Texas, LLC | Natural Gas Internal Combustion Engine | 29.3723 | -95.0005 | 1.3
2025-09 | ERCO | WAL536 | 64795 | GEN1 | Walmart Stores Texas, LLC | Natural Gas Internal Combustion Engine | 32.4808 | -99.698 | 0.4
2025-09 | ERCO | WAL536 | 64795 | GEN2 | Walmart Stores Texas, LLC | Natural Gas Internal Combustion Engine | 32.4808 | -99.698 | 0.4
2025-09 | ERCO | WAL536 | 64795 | GEN3 | Walmart Stores Texas, LLC | Natural Gas Internal Combustion Engine | 32.4808 | -99.698 | 0.4
2025-09 | ERCO | WAL537 | 64796 | GEN1 | Walmart Stores Texas, LLC | Natural Gas Internal Combustion Engine | 31.8957 | -102.3325 | 0.4
2025-09 | ERCO | WAL537 | 64796 | GEN2 | Walmart Stores Texas, LLC | Natural Gas Internal Combustion Engine | 31.8957 | -102.3325 | 0.4
2025-09 | ERCO | WAL537 | 64796 | GEN3 | Walmart Stores Texas, LLC | Natural Gas Internal Combustion Engine | 31.8957 | -102.3325 | 0.4
2025-09 | ERCO | WAL546 | 64797 | GEN1 | Walmart Stores Texas, LLC | Natural Gas Internal Combustion Engine | 29.5581 | -95.7613 | 0.4
2025-09 | ERCO | WAL546 | 64797 | GEN2 | Walmart Stores Texas, LLC | Natural Gas Internal Combustion Engine | 29.5581 | -95.7613 | 0.4
2025-09 | ERCO | WAL546 | 64797 | GEN3 | Walmart Stores Texas, LLC | Natural Gas Internal Combustion Engine | 29.5581 | -95.7613 | 0.4
2025-09 | ERCO | WAL565 | 64798 | GEN1 | Walmart Stores Texas, LLC | Natural Gas Internal Combustion Engine | 32.1011 | -96.4038 | 0.4
2025-09 | ERCO | WAL565 | 64798 | GEN2 | Walmart Stores Texas, LLC | Natural Gas Internal Combustion Engine | 32.1011 | -96.4038 | 0.4
2025-09 | ERCO | WAL565 | 64798 | GEN3 | Walmart Stores Texas, LLC | Natural Gas Internal Combustion Engine | 32.1011 | -96.4038 | 0.4
2025-09 | ERCO | WAL602 | 64799 | GEN1 | Walmart Stores Texas, LLC | Natural Gas Internal Combustion Engine | 30.1242 | -95.4577 | 0.4
2025-09 | ERCO | WAL602 | 64799 | GEN2 | Walmart Stores Texas, LLC | Natural Gas Internal Combustion Engine | 30.1242 | -95.4577 | 0.4
2025-09 | ERCO | WAL602 | 64799 | GEN3 | Walmart Stores Texas, LLC | Natural Gas Internal Combustion Engine | 30.1242 | -95.4577 | 0.4
2025-09 | ERCO | WAL744 | 64800 | GEN1 | Walmart Stores Texas, LLC | Natural Gas Internal Combustion Engine | 29.9956 | -95.1765 | 0.4
2025-09 | ERCO | WAL744 | 64800 | GEN2 | Walmart Stores Texas, LLC | Natural Gas Internal Combustion Engine | 29.9956 | -95.1765 | 0.4
2025-09 | ERCO | WAL744 | 64800 | GEN3 | Walmart Stores Texas, LLC | Natural Gas Internal Combustion Engine | 29.9956 | -95.1765 | 0.4
2025-09 | ERCO | WAL752 | 64801 | GEN1 | Walmart Stores Texas, LLC | Natural Gas Internal Combustion Engine | 29.6466 | -95.1614 | 0.4
2025-09 | ERCO | WAL752 | 64801 | GEN2 | Walmart Stores Texas, LLC | Natural Gas Internal Combustion Engine | 29.6466 | -95.1614 | 0.4
2025-09 | ERCO | WAL752 | 64801 | GEN3 | Walmart Stores Texas, LLC | Natural Gas Internal Combustion Engine | 29.6466 | -95.1614 | 0.4
2025-09 | ERCO | WAL768 | 64802 | GEN1 | Walmart Stores Texas, LLC | Natural Gas Internal Combustion Engine | 29.7891 | -95.7222 | 0.4
2025-09 | ERCO | WAL768 | 64802 | GEN2 | Walmart Stores Texas, LLC | Natural Gas Internal Combustion Engine | 29.7891 | -95.7222 | 0.4
2025-09 | ERCO | WAL768 | 64802 | GEN3 | Walmart Stores Texas, LLC | Natural Gas Internal Combustion Engine | 29.7891 | -95.7222 | 0.4
2025-09 | ERCO | WAL772 | 64803 | GEN1 | Walmart Stores Texas, LLC | Natural Gas Internal Combustion Engine | 29.7211 | -95.6462 | 0.4
2025-09 | ERCO | WAL772 | 64803 | GEN2 | Walmart Stores Texas, LLC | Natural Gas Internal Combustion Engine | 29.7211 | -95.6462 | 0.4
2025-09 | ERCO | WAL772 | 64803 | GEN3 | Walmart Stores Texas, LLC | Natural Gas Internal Combustion Engine | 29.7211 | -95.6462 | 0.4
2025-09 | ERCO | WAL791 | 64804 | GEN1 | Walmart Stores Texas, LLC | Natural Gas Internal Combustion Engine | 27.7693 | -98.0432 | 0.4
2025-09 | ERCO | WAL791 | 64804 | GEN2 | Walmart Stores Texas, LLC | Natural Gas Internal Combustion Engine | 27.7693 | -98.0432 | 0.4
2025-09 | ERCO | WAL791 | 64804 | GEN3 | Walmart Stores Texas, LLC | Natural Gas Internal Combustion Engine | 27.7693 | -98.0432 | 0.4
2025-09 | ERCO | WAL849 | 64805 | GEN1 | Walmart Stores Texas, LLC | Natural Gas Internal Combustion Engine | 30.0648 | -95.4295 | 0.4
2025-09 | ERCO | WAL849 | 64805 | GEN2 | Walmart Stores Texas, LLC | Natural Gas Internal Combustion Engine | 30.0648 | -95.4295 | 0.4
2025-09 | ERCO | WAL849 | 64805 | GEN3 | Walmart Stores Texas, LLC | Natural Gas Internal Combustion Engine | 30.0648 | -95.4295 | 0.4
2025-09 | ERCO | WAL872 | 64806 | GEN1 | Walmart Stores Texas, LLC | Natural Gas Internal Combustion Engine | 29.5732 | -95.2839 | 0.4
2025-09 | ERCO | WAL872 | 64806 | GEN2 | Walmart Stores Texas, LLC | Natural Gas Internal Combustion Engine | 29.5732 | -95.2839 | 0.4
2025-09 | ERCO | WAL872 | 64806 | GEN3 | Walmart Stores Texas, LLC | Natural Gas Internal Combustion Engine | 29.5732 | -95.2839 | 0.4
2025-09 | ERCO | WAL896 | 64807 | GEN1 | Walmart Stores Texas, LLC | Natural Gas Internal Combustion Engine | 32.6735 | -97.0362 | 0.4
2025-09 | ERCO | WAL896 | 64807 | GEN2 | Walmart Stores Texas, LLC | Natural Gas Internal Combustion Engine | 32.6735 | -97.0362 | 0.4
2025-09 | ERCO | WAL896 | 64807 | GEN3 | Walmart Stores Texas, LLC | Natural Gas Internal Combustion Engine | 32.6735 | -97.0362 | 0.4
2025-09 | ERCO | WAL897 | 64808 | GEN1 | Walmart Stores Texas, LLC | Natural Gas Internal Combustion Engine | 30.8965 | -102.9072 | 1.3
2025-09 | ERCO | WAL940 | 64809 | GEN1 | Walmart Stores Texas, LLC | Natural Gas Internal Combustion Engine | 32.755 | -97.4338 | 0.4
2025-09 | ERCO | WAL940 | 64809 | GEN2 | Walmart Stores Texas, LLC | Natural Gas Internal Combustion Engine | 32.755 | -97.4338 | 0.4
2025-09 | ERCO | WAL940 | 64809 | GEN3 | Walmart Stores Texas, LLC | Natural Gas Internal Combustion Engine | 32.755 | -97.4338 | 0.4
2025-09 | ERCO | WAL947 | 64810 | GEN1 | Walmart Stores Texas, LLC | Natural Gas Internal Combustion Engine | 33.6732 | -96.6121 | 0.4
2025-09 | ERCO | WAL947 | 64810 | GEN2 | Walmart Stores Texas, LLC | Natural Gas Internal Combustion Engine | 33.6732 | -96.6121 | 0.4
2025-09 | ERCO | WAL947 | 64810 | GEN3 | Walmart Stores Texas, LLC | Natural Gas Internal Combustion Engine | 33.6732 | -96.6121 | 0.4
2025-09 | ERCO | Upton County BESS | 64811 | UPT1 | VESI Upton County BESS, LLC | Batteries | 31.2392 | -102.3217 | 24.8
2025-09 | ERCO | WAL972 | 64812 | GEN1 | Walmart Stores Texas, LLC | Natural Gas Internal Combustion Engine | 32.8118 | -97.4247 | 0.4
2025-09 | ERCO | WAL972 | 64812 | GEN2 | Walmart Stores Texas, LLC | Natural Gas Internal Combustion Engine | 32.8118 | -97.4247 | 0.4
2025-09 | ERCO | WAL972 | 64812 | GEN3 | Walmart Stores Texas, LLC | Natural Gas Internal Combustion Engine | 32.8118 | -97.4247 | 0.4
2025-09 | ERCO | WAL1040 | 64813 | GEN1 | Walmart Stores Texas, LLC | Natural Gas Internal Combustion Engine | 29.8776 | -95.6515 | 0.4
2025-09 | ERCO | WAL1040 | 64813 | GEN2 | Walmart Stores Texas, LLC | Natural Gas Internal Combustion Engine | 29.8776 | -95.6515 | 0.4
2025-09 | ERCO | WAL1040 | 64813 | GEN3 | Walmart Stores Texas, LLC | Natural Gas Internal Combustion Engine | 29.8776 | -95.6515 | 0.4
2025-09 | ERCO | WAL1062 | 64814 | GEN1 | Walmart Stores Texas, LLC | Natural Gas Internal Combustion Engine | 29.552 | -95.1591 | 0.4
2025-09 | ERCO | WAL1062 | 64814 | GEN2 | Walmart Stores Texas, LLC | Natural Gas Internal Combustion Engine | 29.552 | -95.1591 | 0.4
2025-09 | ERCO | WAL1062 | 64814 | GEN3 | Walmart Stores Texas, LLC | Natural Gas Internal Combustion Engine | 29.552 | -95.1591 | 0.4
2025-09 | ERCO | WAL1103 | 64815 | GEN1 | Walmart Stores Texas, LLC | Natural Gas Internal Combustion Engine | 29.9982 | -95.4862 | 0.4
2025-09 | ERCO | WAL1103 | 64815 | GEN2 | Walmart Stores Texas, LLC | Natural Gas Internal Combustion Engine | 29.9982 | -95.4862 | 0.4
2025-09 | ERCO | WAL1103 | 64815 | GEN3 | Walmart Stores Texas, LLC | Natural Gas Internal Combustion Engine | 29.9982 | -95.4862 | 0.4
2025-09 | ERCO | WAL1232 | 64816 | GEN1 | Walmart Stores Texas, LLC | Natural Gas Internal Combustion Engine | 31.0808 | -97.4578 | 0.4
2025-09 | ERCO | WAL1232 | 64816 | GEN2 | Walmart Stores Texas, LLC | Natural Gas Internal Combustion Engine | 31.0808 | -97.4578 | 0.4
2025-09 | ERCO | WAL1232 | 64816 | GEN3 | Walmart Stores Texas, LLC | Natural Gas Internal Combustion Engine | 31.0808 | -97.4578 | 0.4
2025-09 | PJM | Energix Leatherwood, LLC | 64817 | ENX10 | Energix Leatherwood, LLC | Solar Photovoltaic | 36.6871 | -79.7095 | 20
2025-09 | MISO | Connexus Solar Stanford 1STF | 64818 | C1STF | REA Investments, LLC | Solar Photovoltaic | 45.4171 | -93.3885 | 7.3
2025-09 | ERCO | FELPS 1 - Calaveras | 64821 | FLPS1 | DG Central 1, LLC | Solar Photovoltaic | 29.2204 | -98.2509 | 1
2025-09 | ERCO | FELPS 2 - Calaveras | 64823 | FLPS2 | DG Central 1, LLC | Solar Photovoltaic | 29.2209 | -98.2517 | 1
2025-09 | ERCO | FELPS 3 - Floresville South | 64824 | FLPS3 | DG Central 1, LLC | Solar Photovoltaic | 29.1292 | -98.1063 | 1
2025-09 | ERCO | FELPS 4 - Floresville South | 64825 | FLPS4 | DG Central 1, LLC | Solar Photovoltaic | 29.1287 | -98.107 | 1
2025-09 | ERCO | FELPS 5- Floresville South | 64826 | FLPS5 | DG Central 1, LLC | Solar Photovoltaic | 29.1282 | -98.1073 | 1
2025-09 | ERCO | FELPS 6- Floresville West | 64827 | FLPS6 | DG Central 1, LLC | Solar Photovoltaic | 29.134 | -98.1934 | 1
2025-09 | ERCO | FELPS 7- Floresville West | 64828 | FLPS7 | DG Central 1, LLC | Solar Photovoltaic | 29.1336 | -98.1928 | 1
2025-09 | ERCO | WAL1272 | 64829 | GEN1 | Walmart Stores Texas, LLC | Natural Gas Internal Combustion Engine | 32.691 | -100.9179 | 0.4
2025-09 | ERCO | WAL1272 | 64829 | GEN2 | Walmart Stores Texas, LLC | Natural Gas Internal Combustion Engine | 32.691 | -100.9179 | 0.4
2025-09 | ERCO | WAL1272 | 64829 | GEN3 | Walmart Stores Texas, LLC | Natural Gas Internal Combustion Engine | 32.691 | -100.9179 | 0.4
2025-09 | SWPP | Oak Leaf Solar XVIII LLC | 64831 | DIA7 | Greenbacker Renewable Energy Corporation | Solar Photovoltaic | 39.8926 | -104.6685 | 9
2025-09 | PJM | Yellowbud Solar, LLC | 64832 | YELLO | Yellowbud Solar LLC | Solar Photovoltaic | 39.5025 | -83.0656 | 274
2025-09 | CISO | Catalina Express | 64836 | CATAL | Altus Power America Management, LLC | Solar Photovoltaic | 33.7499 | -118.2785 | 1
2025-09 | CISO | Marina South | 64837 | MARIN | Altus Power America Management, LLC | Solar Photovoltaic | 33.718 | -118.2756 | 1
2025-09 | PJM | SR Turkey Creek, LLC | 64842 | SRTC | SR Turkey Creek, LLC | Solar Photovoltaic | 37.593 | -84.568 | 50
2025-09 | ISNE | Three Rivers Solar LLC | 64844 | TRB | ASD Three Rivers Road MA Solar LLC | Batteries | 42.1688 | -72.3944 | 1.4
2025-09 | ISNE | Three Rivers Solar LLC | 64844 | TRS | ASD Three Rivers Road MA Solar LLC | Solar Photovoltaic | 42.1688 | -72.3944 | 4
2025-09 | CISO | Daggett 2 | 64851 | DAGGB | Daggett Solar Power 2 LLC | Batteries | 34.8609 | -116.8553 | 131
2025-09 | CISO | Daggett 2 | 64851 | DAGGP | Daggett Solar Power 2 LLC | Solar Photovoltaic | 34.8609 | -116.8553 | 182
2025-09 | CISO | Daggett 3 | 64852 | DAGGB | Daggett Solar Power 3 LLC | Batteries | 34.8609 | -116.8553 | 149
2025-09 | CISO | Daggett 3 | 64852 | DAGGP | Daggett Solar Power 3 LLC | Solar Photovoltaic | 34.8609 | -116.8553 | 300
2025-09 | PJM | New Market Solar | 64853 | NMS1 | New Market Solar | Solar Photovoltaic | 39.0718 | -83.7961 | 35
2025-09 | PJM | New Market Solar | 64853 | NMS2 | New Market Solar | Solar Photovoltaic | 39.0718 | -83.7961 | 65
2025-09 | MISO | Primient | 64854 | GTG01 | Primary Products Ingredients Americas, LLC d/b/a Primient | Natural Gas Fired Combustion Turbine | 40.3763 | -86.8437 | 30.9
2025-09 | MISO | Primient | 64854 | GTG02 | Primary Products Ingredients Americas, LLC d/b/a Primient | Natural Gas Fired Combustion Turbine | 40.3763 | -86.8437 | 30.9
2025-09 | MISO | Calhoun Solar | 64856 | 65009 | Invenergy Services LLC | Solar Photovoltaic | 42.3385 | -85.049 | 200
2025-09 | ERCO | IP Radian, LLC | 64859 | IPRAD | IP Radian, LLC | Solar Photovoltaic | 31.5481 | -99.1872 | 320
2025-09 | ISNE | Billings Road | 64860 | 286 | Greenbacker Renewable Energy Corporation | Solar Photovoltaic | 44.5234 | -72.3699 | 1.7
2025-09 | CISO | Deer Creek 2 | 64861 | 392 | Greenbacker Renewable Energy Corporation | Solar Photovoltaic | 38.628 | -120.984 | 1.3
2025-09 | MISO | Strobus | 64862 | 515 | Greenbacker Renewable Energy Corporation | Solar Photovoltaic | 44.4332 | -90.8571 | 1.5
2025-09 | ISNE | ER Salvage Yard | 64863 | 284 | Greenbacker Renewable Energy Corporation | Solar Photovoltaic | 44.5463 | -72.6119 | 2.1
2025-09 | CISO | Chaparral Springs | 64864 | CHAPB | Leeward Asset Management, LLC | Batteries | 34.8708 | -118.3195 | 52
2025-09 | CISO | Chaparral Springs | 64864 | CHAPS | Leeward Asset Management, LLC | Solar Photovoltaic | 34.8708 | -118.3195 | 102
2025-09 | CISO | Chaparral Springs | 64864 | GEN01 | Leeward Asset Management, LLC | Solar Photovoltaic | 34.8708 | -118.3195 | 72
2025-09 | CISO | Chaparral Springs | 64864 | WS3BA | Leeward Asset Management, LLC | Batteries | 34.8708 | -118.3195 | 36
2025-09 | MISO | USS Wildcat Solar LLC | 64866 | USSWC | United States Solar Corporation | Solar Photovoltaic | 44.3941 | -92.6063 | 1
2025-09 | NYIS | Slayton Settlement Road Solar CSG | 64867 | SLYTA | RPNY Solar 3, LLC | Solar Photovoltaic | 43.2036 | -78.6454 | 5
2025-09 | NYIS | Slayton Settlement Road Solar CSG | 64867 | SLYTB | RPNY Solar 3, LLC | Solar Photovoltaic | 43.2036 | -78.6454 | 2
2025-09 | PJM | Keeversville Solar CSG | 64868 | KEEV | Keeversville Solar Energy Center LLC | Solar Photovoltaic | 41.2556 | -88.2185 | 2
2025-09 | MISO | Helen CSG 1 LLC | 64869 | HLCSG | United States Solar Corporation | Solar Photovoltaic | 44.7893 | -94.0507 | 1
2025-09 | MISO | USS Quail Solar LLC | 64870 | USSQL | United States Solar Corporation | Solar Photovoltaic | 45.2602 | -93.7917 | 1
2025-09 | MISO | USS Danube Solar LLC | 64871 | USSDA | United States Solar Corporation | Solar Photovoltaic | 44.7956 | -95.103 | 1
2025-09 | PJM | Pittsburgh Airport Gas Plant | 64873 | GEN1 | IMG Energy Solutions | Natural Gas Internal Combustion Engine | 40.495 | -80.233 | 4.4
2025-09 | PJM | Pittsburgh Airport Gas Plant | 64873 | GEN2 | IMG Energy Solutions | Natural Gas Internal Combustion Engine | 40.495 | -80.233 | 4.4
2025-09 | PJM | Pittsburgh Airport Gas Plant | 64873 | GEN3 | IMG Energy Solutions | Natural Gas Internal Combustion Engine | 40.495 | -80.233 | 4.4
2025-09 | PJM | Pittsburgh Airport Gas Plant | 64873 | GEN4 | IMG Energy Solutions | Natural Gas Internal Combustion Engine | 40.495 | -80.233 | 4.4
2025-09 | PJM | Pittsburgh Airport Gas Plant | 64873 | GEN5 | IMG Energy Solutions | Natural Gas Internal Combustion Engine | 40.495 | -80.233 | 4.4
2025-09 | PJM | PG Solar 1 | 64874 | SGEN1 | IMG Energy Solutions | Solar Photovoltaic | 40.482 | -80.2531 | 3
2025-09 | ISNE | 276 Federal Rd(CSG) | 64875 | 276FB | 276FED WHAM8 Solar, LLC | Batteries | 41.8051 | -70.7252 | 3.3
2025-09 | ISNE | 276 Federal Rd(CSG) | 64875 | 276FP | 276FED WHAM8 Solar, LLC | Solar Photovoltaic | 41.8051 | -70.7252 | 5
2025-09 | ISNE | 0 Hammond St CSG | 64876 | 0HAMP | 0HAM WHAM8 Solar, LLC | Solar Photovoltaic | 41.8085 | -70.7267 | 4.8
2025-09 | ISNE | 0 Hammond St CSG | 64876 | OHAMB | 0HAM WHAM8 Solar, LLC | Batteries | 41.8085 | -70.7267 | 5
2025-09 | CISO | Edwards Sanborn E3 | 64877 | BESS | Terra-Gen Operating Co-Hybrid | Batteries | 34.9463 | -118.1265 | 11
2025-09 | CISO | Edwards Sanborn E3 | 64877 | PV | Terra-Gen Operating Co-Hybrid | Solar Photovoltaic | 34.9463 | -118.1265 | 27.1
2025-09 | CISO | Edwards Sanborn E1A | 64878 | BESS | Terra-Gen Operating Co-Hybrid | Batteries | 34.9619 | -118.1242 | 144
2025-09 | CISO | Edwards Sanborn E1A | 64878 | PV | Terra-Gen Operating Co-Hybrid | Solar Photovoltaic | 34.9619 | -118.1242 | 149.3
2025-09 | CISO | Edwards Sanborn E2 | 64879 | BESS | Terra-Gen Operating Co-Hybrid | Batteries | 34.9415 | -118.129 | 120
2025-09 | CISO | Edwards Sanborn E2 | 64879 | PV | Terra-Gen Operating Co-Hybrid | Solar Photovoltaic | 34.9415 | -118.129 | 137.8
2025-09 | ERCO | WAL1455 | 64883 | GEN1 | Walmart Stores Texas, LLC | Natural Gas Internal Combustion Engine | 32.7645 | -97.1693 | 0.4
2025-09 | ERCO | WAL1455 | 64883 | GEN2 | Walmart Stores Texas, LLC | Natural Gas Internal Combustion Engine | 32.7645 | -97.1693 | 0.4
2025-09 | ERCO | WAL1455 | 64883 | GEN3 | Walmart Stores Texas, LLC | Natural Gas Internal Combustion Engine | 32.7645 | -97.1693 | 0.4
2025-09 | ERCO | WAL1801 | 64884 | GEN1 | Walmart Stores Texas, LLC | Natural Gas Internal Combustion Engine | 32.6687 | -97.1318 | 0.4
2025-09 | ERCO | WAL1801 | 64884 | GEN2 | Walmart Stores Texas, LLC | Natural Gas Internal Combustion Engine | 32.6687 | -97.1318 | 0.4
2025-09 | ERCO | WAL1801 | 64884 | GEN3 | Walmart Stores Texas, LLC | Natural Gas Internal Combustion Engine | 32.6687 | -97.1318 | 0.4
2025-09 | ERCO | WAL2257 | 64885 | GEN1 | Walmart Stores Texas, LLC | Natural Gas Internal Combustion Engine | 29.8538 | -95.5091 | 0.4
2025-09 | ERCO | WAL2257 | 64885 | GEN2 | Walmart Stores Texas, LLC | Natural Gas Internal Combustion Engine | 29.8538 | -95.5091 | 0.4
2025-09 | ERCO | WAL2257 | 64885 | GEN3 | Walmart Stores Texas, LLC | Natural Gas Internal Combustion Engine | 29.8538 | -95.5091 | 0.4
2025-09 | ERCO | WAL2439 | 64886 | GEN1 | Walmart Stores Texas, LLC | Natural Gas Internal Combustion Engine | 29.8175 | -94.9005 | 0.4
2025-09 | ERCO | WAL2439 | 64886 | GEN2 | Walmart Stores Texas, LLC | Natural Gas Internal Combustion Engine | 29.8175 | -94.9005 | 0.4
2025-09 | ERCO | WAL2439 | 64886 | GEN3 | Walmart Stores Texas, LLC | Natural Gas Internal Combustion Engine | 29.8175 | -94.9005 | 0.4
2025-09 | ERCO | WAL2667 | 64887 | GEN1 | Walmart Stores Texas, LLC | Natural Gas Internal Combustion Engine | 32.7938 | -96.6895 | 0.4
2025-09 | ERCO | WAL2667 | 64887 | GEN2 | Walmart Stores Texas, LLC | Natural Gas Internal Combustion Engine | 32.7938 | -96.6895 | 0.4
2025-09 | ERCO | WAL2667 | 64887 | GEN3 | Walmart Stores Texas, LLC | Natural Gas Internal Combustion Engine | 32.7938 | -96.6895 | 0.4
2025-09 | ERCO | WAL2724 | 64888 | GEN1 | Walmart Stores Texas, LLC | Natural Gas Internal Combustion Engine | 29.6934 | -95.2104 | 0.4
2025-09 | ERCO | WAL2724 | 64888 | GEN2 | Walmart Stores Texas, LLC | Natural Gas Internal Combustion Engine | 29.6934 | -95.2104 | 0.4
2025-09 | ERCO | WAL2724 | 64888 | GEN3 | Walmart Stores Texas, LLC | Natural Gas Internal Combustion Engine | 29.6934 | -95.2104 | 0.4
2025-09 | ERCO | WAL2883 | 64889 | GEN1 | Walmart Stores Texas, LLC | Natural Gas Internal Combustion Engine | 33.0971 | -96.7986 | 0.4
2025-09 | ERCO | WAL2883 | 64889 | GEN2 | Walmart Stores Texas, LLC | Natural Gas Internal Combustion Engine | 33.0971 | -96.7986 | 0.4
2025-09 | ERCO | WAL2883 | 64889 | GEN3 | Walmart Stores Texas, LLC | Natural Gas Internal Combustion Engine | 33.0971 | -96.7986 | 0.4
2025-09 | ERCO | WAL2980 | 64890 | GEN1 | Walmart Stores Texas, LLC | Natural Gas Internal Combustion Engine | 32.8952 | -97.2865 | 0.4
2025-09 | ERCO | WAL2980 | 64890 | GEN2 | Walmart Stores Texas, LLC | Natural Gas Internal Combustion Engine | 32.8952 | -97.2865 | 0.4
2025-09 | ERCO | WAL2980 | 64890 | GEN3 | Walmart Stores Texas, LLC | Natural Gas Internal Combustion Engine | 32.8952 | -97.2865 | 0.4
2025-09 | ERCO | WAL2993 | 64891 | GEN1 | Walmart Stores Texas, LLC | Natural Gas Internal Combustion Engine | 29.6136 | -95.6446 | 0.4
2025-09 | ERCO | WAL2993 | 64891 | GEN2 | Walmart Stores Texas, LLC | Natural Gas Internal Combustion Engine | 29.6136 | -95.6446 | 0.4
2025-09 | ERCO | WAL2993 | 64891 | GEN3 | Walmart Stores Texas, LLC | Natural Gas Internal Combustion Engine | 29.6136 | -95.6446 | 0.4
2025-09 | ERCO | TPE Erath Solar, LLC | 64892 | ERATH | Navisun LLC | Solar Photovoltaic | 32.2625 | -98.2075 | 9.9
2025-09 | ERCO | WAL3224 | 64893 | GEN1 | Walmart Stores Texas, LLC | Natural Gas Internal Combustion Engine | 32.8422 | -96.598 | 0.4
2025-09 | ERCO | WAL3224 | 64893 | GEN2 | Walmart Stores Texas, LLC | Natural Gas Internal Combustion Engine | 32.8422 | -96.598 | 0.4
2025-09 | ERCO | WAL3224 | 64893 | GEN3 | Walmart Stores Texas, LLC | Natural Gas Internal Combustion Engine | 32.8422 | -96.598 | 0.4
2025-09 | ERCO | WAL3226 | 64895 | GEN1 | Walmart Stores Texas, LLC | Natural Gas Internal Combustion Engine | 29.784 | -95.8041 | 0.4
2025-09 | ERCO | WAL3226 | 64895 | GEN2 | Walmart Stores Texas, LLC | Natural Gas Internal Combustion Engine | 29.784 | -95.8041 | 0.4
2025-09 | ERCO | WAL3226 | 64895 | GEN3 | Walmart Stores Texas, LLC | Natural Gas Internal Combustion Engine | 29.784 | -95.8041 | 0.4
2025-09 | ERCO | WAL3284 | 64896 | GEN1 | Walmart Stores Texas, LLC | Natural Gas Internal Combustion Engine | 32.6667 | -97.2093 | 0.4
2025-09 | ERCO | WAL3284 | 64896 | GEN2 | Walmart Stores Texas, LLC | Natural Gas Internal Combustion Engine | 32.6667 | -97.2093 | 0.4
2025-09 | ERCO | WAL3284 | 64896 | GEN3 | Walmart Stores Texas, LLC | Natural Gas Internal Combustion Engine | 32.6667 | -97.2093 | 0.4
2025-09 | ERCO | WAL3285 | 64897 | GEN1 | Walmart Stores Texas, LLC | Natural Gas Internal Combustion Engine | 32.5973 | -96.9469 | 0.4
2025-09 | ERCO | WAL3285 | 64897 | GEN2 | Walmart Stores Texas, LLC | Natural Gas Internal Combustion Engine | 32.5973 | -96.9469 | 0.4
2025-09 | ERCO | WAL3285 | 64897 | GEN3 | Walmart Stores Texas, LLC | Natural Gas Internal Combustion Engine | 32.5973 | -96.9469 | 0.4
2025-09 | ERCO | WAL3297 | 64898 | GEN1 | Walmart Stores Texas, LLC | Natural Gas Internal Combustion Engine | 29.9206 | -95.6026 | 0.4
2025-09 | ERCO | WAL3297 | 64898 | GEN2 | Walmart Stores Texas, LLC | Natural Gas Internal Combustion Engine | 29.9206 | -95.6026 | 0.4
2025-09 | ERCO | WAL3297 | 64898 | GEN3 | Walmart Stores Texas, LLC | Natural Gas Internal Combustion Engine | 29.9206 | -95.6026 | 0.4
2025-09 | ERCO | WAL3298 | 64899 | GEN1 | Walmart Stores Texas, LLC | Natural Gas Internal Combustion Engine | 29.5352 | -95.0188 | 0.4
2025-09 | ERCO | WAL3298 | 64899 | GEN2 | Walmart Stores Texas, LLC | Natural Gas Internal Combustion Engine | 29.5352 | -95.0188 | 0.4
2025-09 | ERCO | WAL3298 | 64899 | GEN3 | Walmart Stores Texas, LLC | Natural Gas Internal Combustion Engine | 29.5352 | -95.0188 | 0.4
2025-09 | ERCO | WAL3302 | 64900 | GEN1 | Walmart Stores Texas, LLC | Natural Gas Internal Combustion Engine | 29.6794 | -95.5614 | 0.4
2025-09 | ERCO | WAL3302 | 64900 | GEN2 | Walmart Stores Texas, LLC | Natural Gas Internal Combustion Engine | 29.6794 | -95.5614 | 0.4
2025-09 | ERCO | WAL3302 | 64900 | GEN3 | Walmart Stores Texas, LLC | Natural Gas Internal Combustion Engine | 29.6794 | -95.5614 | 0.4
2025-09 | ERCO | WAL3320 | 64901 | GEN1 | Walmart Stores Texas, LLC | Natural Gas Internal Combustion Engine | 26.2607 | -98.3159 | 0.4
2025-09 | ERCO | WAL3320 | 64901 | GEN2 | Walmart Stores Texas, LLC | Natural Gas Internal Combustion Engine | 26.2607 | -98.3159 | 0.4
2025-09 | ERCO | WAL3320 | 64901 | GEN3 | Walmart Stores Texas, LLC | Natural Gas Internal Combustion Engine | 26.2607 | -98.3159 | 0.4
2025-09 | ERCO | WAL3390 | 64902 | GEN1 | Walmart Stores Texas, LLC | Natural Gas Internal Combustion Engine | 30.1903 | -95.5895 | 0.4
2025-09 | ERCO | WAL3390 | 64902 | GEN2 | Walmart Stores Texas, LLC | Natural Gas Internal Combustion Engine | 30.1903 | -95.5895 | 0.4
2025-09 | ERCO | WAL3390 | 64902 | GEN3 | Walmart Stores Texas, LLC | Natural Gas Internal Combustion Engine | 30.1903 | -95.5895 | 0.4
2025-09 | PJM | Mt. Morris Solar CSG | 64905 | MTMIL | DG Illinois Solar, LLC | Solar Photovoltaic | 42.0635 | -89.4962 | 2
2025-09 | MISO | Hazel | 64906 | 512 | Greenbacker Renewable Energy Corporation | Solar Photovoltaic | 43.7818 | -91.9497 | 3
2025-09 | MISO | Fountain | 64907 | 511 | Greenbacker Renewable Energy Corporation | Solar Photovoltaic | 43.7461 | -92.1294 | 3
2025-09 | CISO | Scarlet Solar (CA) | 64908 | GEN01 | EDP Renewables North America LLC | Solar Photovoltaic | 36.5975 | -120.3623 | 200
2025-09 | CISO | Scarlet Solar (CA) | 64908 | GEN02 | EDP Renewables North America LLC | Batteries | 36.5975 | -120.3623 | 40
2025-09 | CISO | Luciana | 64909 | TSC | Tulare Solar Center, LLC | Solar Photovoltaic | 35.8237 | -119.0623 | 55.8
2025-09 | CISO | Trona Solar III | 64914 | 71466 | Trona Solar III LLC | Solar Photovoltaic | 35.805 | -117.3506 | 2
2025-09 | ERCO | Flower Valley I | 64915 | FLRV1 | Flower Valley | Batteries | 31.1973 | -103.3618 | 9.9
2025-09 | ERCO | Swoose I | 64916 | SWOO1 | Swoose | Batteries | 31.4511 | -103.0962 | 9.9
2025-09 | ERCO | Triple Butte I | 64917 | TRBT1 | Triple Butte | Batteries | 30.7596 | -103.0679 | 7.5
2025-09 | PJM | NorthropGrummanSolar(Rolling Meadows,IL) | 64918 | NGCIL | DG Illinois Solar, LLC | Solar Photovoltaic | 42.0997 | -88.031 | 1.1
2025-09 | PJM | FedEx Chicago Solar Facility | 64919 | FDXIL | DG Illinois Solar, LLC | Solar Photovoltaic | 41.7539 | -87.7894 | 1.5
2025-09 | PJM | GE-Hitachi Solar - Morris, IL | 64920 | GEHIL | DG Illinois Solar, LLC | Solar Photovoltaic | 41.3815 | -88.2724 | 0.9
2025-09 | ERCO | WAL3406 | 64922 | GEN1 | Walmart Stores Texas, LLC | Natural Gas Internal Combustion Engine | 32.959 | -96.8166 | 0.4
2025-09 | ERCO | WAL3406 | 64922 | GEN2 | Walmart Stores Texas, LLC | Natural Gas Internal Combustion Engine | 32.959 | -96.8166 | 0.4
2025-09 | ERCO | WAL3406 | 64922 | GEN3 | Walmart Stores Texas, LLC | Natural Gas Internal Combustion Engine | 32.959 | -96.8166 | 0.4
2025-09 | ERCO | WAL3425 | 64923 | GEN1 | Walmart Stores Texas, LLC | Natural Gas Internal Combustion Engine | 29.6304 | -95.2374 | 0.4
2025-09 | ERCO | WAL3425 | 64923 | GEN2 | Walmart Stores Texas, LLC | Natural Gas Internal Combustion Engine | 29.6304 | -95.2374 | 0.4
2025-09 | ERCO | WAL3425 | 64923 | GEN3 | Walmart Stores Texas, LLC | Natural Gas Internal Combustion Engine | 29.6304 | -95.2374 | 0.4
2025-09 | ERCO | WAL3432 | 64924 | GEN1 | Walmart Stores Texas, LLC | Natural Gas Internal Combustion Engine | 32.5929 | -96.8798 | 0.4
2025-09 | ERCO | WAL3432 | 64924 | GEN2 | Walmart Stores Texas, LLC | Natural Gas Internal Combustion Engine | 32.5929 | -96.8798 | 0.4
2025-09 | ERCO | WAL3432 | 64924 | GEN3 | Walmart Stores Texas, LLC | Natural Gas Internal Combustion Engine | 32.5929 | -96.8798 | 0.4
2025-09 | ERCO | WAL3500 | 64925 | GEN1 | Walmart Stores Texas, LLC | Natural Gas Internal Combustion Engine | 29.806 | -95.1652 | 0.4
2025-09 | ERCO | WAL3500 | 64925 | GEN2 | Walmart Stores Texas, LLC | Natural Gas Internal Combustion Engine | 29.806 | -95.1652 | 0.4
2025-09 | ERCO | WAL3500 | 64925 | GEN3 | Walmart Stores Texas, LLC | Natural Gas Internal Combustion Engine | 29.806 | -95.1652 | 0.4
2025-09 | ERCO | WAL3510 | 64926 | GEN1 | Walmart Stores Texas, LLC | Natural Gas Internal Combustion Engine | 29.546 | -95.2359 | 1.3
2025-09 | ERCO | Aktina Solar | 64927 | AKS01 | Hecate Energy Ramsey, LLC | Solar Photovoltaic | 29.122 | -96.276 | 500
2025-09 | CISO | Edwards Sanborn S3 | 64928 | BESS | Terra-Gen Operating Co-Hybrid | Batteries | 35.0164 | -118.1225 | 33
2025-09 | CISO | Edwards Sanborn S3 | 64928 | PV | Terra-Gen Operating Co-Hybrid | Solar Photovoltaic | 35.0164 | -118.1225 | 37.7
2025-09 | CISO | Edwards Sanborn S1 | 64929 | BESS | Terra-Gen Operating Co-Hybrid | Batteries | 35.0277 | -118.1328 | 40
2025-09 | CISO | Edwards Sanborn S1 | 64929 | PV | Terra-Gen Operating Co-Hybrid | Solar Photovoltaic | 35.0277 | -118.1328 | 44.6
2025-09 | MISO | Stockton (MN) | 64930 | 514 | Greenbacker Renewable Energy Corporation | Solar Photovoltaic | 44.041 | -91.7669 | 2
2025-09 | NYIS | Capital Hill Solar LLC | 64931 | 531 | Greenbacker Renewable Energy Corporation | Solar Photovoltaic | 42.6853 | -73.8249 | 1.5
2025-09 | MISO | Rushford Village | 64932 | 513 | Greenbacker Renewable Energy Corporation | Solar Photovoltaic | 43.8066 | -91.7916 | 1
2025-09 | ERCO | WAL3518 | 64933 | GEN1 | Walmart Stores Texas, LLC | Natural Gas Internal Combustion Engine | 27.6126 | -99.4718 | 0.4
2025-09 | ERCO | WAL3518 | 64933 | GEN2 | Walmart Stores Texas, LLC | Natural Gas Internal Combustion Engine | 27.6126 | -99.4718 | 0.4
2025-09 | ERCO | WAL3518 | 64933 | GEN3 | Walmart Stores Texas, LLC | Natural Gas Internal Combustion Engine | 27.6126 | -99.4718 | 0.4
2025-09 | ERCO | WAL3572 | 64934 | GEN1 | Walmart Stores Texas, LLC | Natural Gas Internal Combustion Engine | 29.5576 | -95.3829 | 1.3
2025-09 | ERCO | WAL3584 | 64935 | GEN1 | Walmart Stores Texas, LLC | Natural Gas Internal Combustion Engine | 29.7235 | -95.4654 | 0.4
2025-09 | ERCO | WAL3584 | 64935 | GEN2 | Walmart Stores Texas, LLC | Natural Gas Internal Combustion Engine | 29.7235 | -95.4654 | 0.4
2025-09 | ERCO | WAL3584 | 64935 | GEN3 | Walmart Stores Texas, LLC | Natural Gas Internal Combustion Engine | 29.7235 | -95.4654 | 0.4
2025-09 | ERCO | WAL3631 | 64936 | GEN1 | Walmart Stores Texas, LLC | Natural Gas Internal Combustion Engine | 32.5766 | -97.3385 | 0.4
2025-09 | ERCO | WAL3631 | 64936 | GEN2 | Walmart Stores Texas, LLC | Natural Gas Internal Combustion Engine | 32.5766 | -97.3385 | 0.4
2025-09 | ERCO | WAL3631 | 64936 | GEN3 | Walmart Stores Texas, LLC | Natural Gas Internal Combustion Engine | 32.5766 | -97.3385 | 0.4
2025-09 | ERCO | WAL3773 | 64937 | GEN1 | Walmart Stores Texas, LLC | Natural Gas Internal Combustion Engine | 32.7653 | -97.4838 | 0.4
2025-09 | ERCO | WAL3773 | 64937 | GEN2 | Walmart Stores Texas, LLC | Natural Gas Internal Combustion Engine | 32.7653 | -97.4838 | 0.4
2025-09 | ERCO | WAL3773 | 64937 | GEN3 | Walmart Stores Texas, LLC | Natural Gas Internal Combustion Engine | 32.7653 | -97.4838 | 0.4
2025-09 | ERCO | WAL3777 | 64938 | GEN1 | Walmart Stores Texas, LLC | Petroleum Liquids | 33.1797 | -96.884 | 1.3
2025-09 | ERCO | WAL3827 | 64939 | GEN1 | Walmart Stores Texas, LLC | Natural Gas Internal Combustion Engine | 29.6901 | -95.7746 | 0.4
2025-09 | ERCO | WAL3827 | 64939 | GEN2 | Walmart Stores Texas, LLC | Natural Gas Internal Combustion Engine | 29.6901 | -95.7746 | 0.4
2025-09 | ERCO | WAL3827 | 64939 | GEN3 | Walmart Stores Texas, LLC | Natural Gas Internal Combustion Engine | 29.6901 | -95.7746 | 0.4
2025-09 | ERCO | WAL3886 | 64940 | GEN1 | Walmart Stores Texas, LLC | Natural Gas Internal Combustion Engine | 26.2677 | -98.2046 | 0.4
2025-09 | ERCO | WAL3886 | 64940 | GEN2 | Walmart Stores Texas, LLC | Natural Gas Internal Combustion Engine | 26.2677 | -98.2046 | 0.4
2025-09 | ERCO | WAL3886 | 64940 | GEN3 | Walmart Stores Texas, LLC | Natural Gas Internal Combustion Engine | 26.2677 | -98.2046 | 0.4
2025-09 | ERCO | WAL4298 | 64942 | GEN1 | Walmart Stores Texas, LLC | Natural Gas Internal Combustion Engine | 29.9363 | -95.2526 | 0.4
2025-09 | ERCO | WAL4298 | 64942 | GEN2 | Walmart Stores Texas, LLC | Natural Gas Internal Combustion Engine | 29.9363 | -95.2526 | 0.4
2025-09 | ERCO | WAL4298 | 64942 | GEN3 | Walmart Stores Texas, LLC | Natural Gas Internal Combustion Engine | 29.9363 | -95.2526 | 0.4
2025-09 | ERCO | WAL4509 | 64943 | GEN1 | Walmart Stores Texas, LLC | Natural Gas Internal Combustion Engine | 32.6778 | -97.4677 | 0.4
2025-09 | ERCO | WAL4509 | 64943 | GEN2 | Walmart Stores Texas, LLC | Natural Gas Internal Combustion Engine | 32.6778 | -97.4677 | 0.4
2025-09 | ERCO | WAL4509 | 64943 | GEN3 | Walmart Stores Texas, LLC | Natural Gas Internal Combustion Engine | 32.6778 | -97.4677 | 0.4
2025-09 | ERCO | WAL4512 | 64944 | GEN1 | Walmart Stores Texas, LLC | Natural Gas Internal Combustion Engine | 29.8182 | -95.768 | 0.4
2025-09 | ERCO | WAL4512 | 64944 | GEN2 | Walmart Stores Texas, LLC | Natural Gas Internal Combustion Engine | 29.8182 | -95.768 | 0.4
2025-09 | ERCO | WAL4512 | 64944 | GEN3 | Walmart Stores Texas, LLC | Natural Gas Internal Combustion Engine | 29.8182 | -95.768 | 0.4
2025-09 | ERCO | WAL4526 | 64945 | GEN1 | Walmart Stores Texas, LLC | Natural Gas Internal Combustion Engine | 29.8298 | -95.3773 | 0.4
2025-09 | ERCO | WAL4526 | 64945 | GEN2 | Walmart Stores Texas, LLC | Natural Gas Internal Combustion Engine | 29.8298 | -95.3773 | 0.4
2025-09 | ERCO | WAL4526 | 64945 | GEN3 | Walmart Stores Texas, LLC | Natural Gas Internal Combustion Engine | 29.8298 | -95.3773 | 0.4
2025-09 | ERCO | WAL4538 | 64946 | GEN1 | Walmart Stores Texas, LLC | Natural Gas Internal Combustion Engine | 29.8037 | -95.7204 | 0.4
2025-09 | ERCO | WAL4538 | 64946 | GEN2 | Walmart Stores Texas, LLC | Natural Gas Internal Combustion Engine | 29.8037 | -95.7204 | 0.4
2025-09 | ERCO | WAL4538 | 64946 | GEN3 | Walmart Stores Texas, LLC | Natural Gas Internal Combustion Engine | 29.8037 | -95.7204 | 0.4
2025-09 | ERCO | WAL5045 | 64947 | GEN1 | Walmart Stores Texas, LLC | Natural Gas Internal Combustion Engine | 30.0143 | -95.595 | 0.4
2025-09 | ERCO | WAL5045 | 64947 | GEN2 | Walmart Stores Texas, LLC | Natural Gas Internal Combustion Engine | 30.0143 | -95.595 | 0.4
2025-09 | ERCO | WAL5045 | 64947 | GEN3 | Walmart Stores Texas, LLC | Natural Gas Internal Combustion Engine | 30.0143 | -95.595 | 0.4
2025-09 | ERCO | WAL5080 | 64948 | GEN1 | Walmart Stores Texas, LLC | Natural Gas Internal Combustion Engine | 32.8479 | -97.184 | 0.4
2025-09 | ERCO | WAL5080 | 64948 | GEN2 | Walmart Stores Texas, LLC | Natural Gas Internal Combustion Engine | 32.8479 | -97.184 | 0.4
2025-09 | ERCO | WAL5080 | 64948 | GEN3 | Walmart Stores Texas, LLC | Natural Gas Internal Combustion Engine | 32.8479 | -97.184 | 0.4
2025-09 | ERCO | WAL5091 | 64949 | GEN1 | Walmart Stores Texas, LLC | Natural Gas Internal Combustion Engine | 29.976 | -95.6973 | 0.4
2025-09 | ERCO | WAL5091 | 64949 | GEN2 | Walmart Stores Texas, LLC | Natural Gas Internal Combustion Engine | 29.976 | -95.6973 | 0.4
2025-09 | ERCO | WAL5091 | 64949 | GEN3 | Walmart Stores Texas, LLC | Natural Gas Internal Combustion Engine | 29.976 | -95.6973 | 0.4
2025-09 | ERCO | WAL5116 | 64950 | GEN1 | Walmart Stores Texas, LLC | Natural Gas Internal Combustion Engine | 29.6643 | -95.0983 | 0.4
2025-09 | ERCO | WAL5116 | 64950 | GEN2 | Walmart Stores Texas, LLC | Natural Gas Internal Combustion Engine | 29.6643 | -95.0983 | 0.4
2025-09 | ERCO | WAL5116 | 64950 | GEN3 | Walmart Stores Texas, LLC | Natural Gas Internal Combustion Engine | 29.6643 | -95.0983 | 0.4
2025-09 | ERCO | WAL5165 | 64951 | GEN1 | Walmart Stores Texas, LLC | Natural Gas Internal Combustion Engine | 26.1918 | -98.1283 | 0.4
2025-09 | ERCO | WAL5165 | 64951 | GEN2 | Walmart Stores Texas, LLC | Natural Gas Internal Combustion Engine | 26.1918 | -98.1283 | 0.4
2025-09 | ERCO | WAL5165 | 64951 | GEN3 | Walmart Stores Texas, LLC | Natural Gas Internal Combustion Engine | 26.1918 | -98.1283 | 0.4
2025-09 | ERCO | WAL5211 | 64952 | GEN1 | Walmart Stores Texas, LLC | Petroleum Liquids | 33.1563 | -96.6827 | 1.3
2025-09 | ERCO | WAL5287 | 64953 | GE N3 | Walmart Stores Texas, LLC | Natural Gas Internal Combustion Engine | 30.0773 | -95.5128 | 0.4
2025-09 | ERCO | WAL5287 | 64953 | GEN1 | Walmart Stores Texas, LLC | Natural Gas Internal Combustion Engine | 30.0773 | -95.5128 | 0.4
2025-09 | ERCO | WAL5287 | 64953 | GEN2 | Walmart Stores Texas, LLC | Natural Gas Internal Combustion Engine | 30.0773 | -95.5128 | 0.4
2025-09 | ERCO | WAL5311 | 64954 | GEN1 | Walmart Stores Texas, LLC | Petroleum Liquids | 33.2168 | -96.7357 | 1.3
2025-09 | ERCO | WAL5312 | 64955 | GEN1 | Walmart Stores Texas, LLC | Natural Gas Internal Combustion Engine | 32.7746 | -97.2918 | 0.4
2025-09 | ERCO | WAL5312 | 64955 | GEN2 | Walmart Stores Texas, LLC | Natural Gas Internal Combustion Engine | 32.7746 | -97.2918 | 0.4
2025-09 | ERCO | WAL5312 | 64955 | GEN3 | Walmart Stores Texas, LLC | Natural Gas Internal Combustion Engine | 32.7746 | -97.2918 | 0.4
2025-09 | ERCO | WAL5316 | 64956 | GEN1 | Walmart Stores Texas, LLC | Natural Gas Internal Combustion Engine | 32.8821 | -97.3876 | 0.4
2025-09 | ERCO | WAL5316 | 64956 | GEN2 | Walmart Stores Texas, LLC | Natural Gas Internal Combustion Engine | 32.8821 | -97.3876 | 0.4
2025-09 | ERCO | WAL5316 | 64956 | GEN3 | Walmart Stores Texas, LLC | Natural Gas Internal Combustion Engine | 32.8821 | -97.3876 | 0.4
2025-09 | ERCO | WAL5388 | 64957 | GEN1 | Walmart Stores Texas, LLC | Natural Gas Internal Combustion Engine | 29.4702 | -95.0896 | 1.3
2025-09 | ERCO | WAL5479 | 64958 | GEN1 | Walmart Stores Texas, LLC | Natural Gas Internal Combustion Engine | 30.4531 | -97.606 | 0.4
2025-09 | ERCO | WAL5479 | 64958 | GEN2 | Walmart Stores Texas, LLC | Natural Gas Internal Combustion Engine | 30.4531 | -97.606 | 0.4
2025-09 | ERCO | WAL5479 | 64958 | GEN3 | Walmart Stores Texas, LLC | Natural Gas Internal Combustion Engine | 30.4531 | -97.606 | 0.4
2025-09 | ERCO | WAL5480 | 64959 | GEN1 | Walmart Stores Texas, LLC | Natural Gas Internal Combustion Engine | 30.5337 | -97.612 | 0.4
2025-09 | ERCO | WAL5480 | 64959 | GEN2 | Walmart Stores Texas, LLC | Natural Gas Internal Combustion Engine | 30.5337 | -97.612 | 0.4
2025-09 | ERCO | WAL5480 | 64959 | GEN3 | Walmart Stores Texas, LLC | Natural Gas Internal Combustion Engine | 30.5337 | -97.612 | 0.4
2025-09 | ERCO | WAL5612 | 64960 | GEN1 | Walmart Stores Texas, LLC | Natural Gas Internal Combustion Engine | 29.7161 | -95.313 | 0.4
2025-09 | ERCO | WAL5612 | 64960 | GEN2 | Walmart Stores Texas, LLC | Natural Gas Internal Combustion Engine | 29.7161 | -95.313 | 0.4
2025-09 | ERCO | WAL5612 | 64960 | GEN3 | Walmart Stores Texas, LLC | Natural Gas Internal Combustion Engine | 29.7161 | -95.313 | 0.4
2025-09 | ERCO | WAL5713 | 64961 | GEN1 | Walmart Stores Texas, LLC | Natural Gas Internal Combustion Engine | 27.6106 | -99.4622 | 0.4
2025-09 | ERCO | WAL5713 | 64961 | GEN2 | Walmart Stores Texas, LLC | Natural Gas Internal Combustion Engine | 27.6106 | -99.4622 | 0.4
2025-09 | ERCO | WAL5713 | 64961 | GEN3 | Walmart Stores Texas, LLC | Natural Gas Internal Combustion Engine | 27.6106 | -99.4622 | 0.4
2025-09 | ERCO | WAL5764 | 64962 | GEN1 | Walmart Stores Texas, LLC | Natural Gas Internal Combustion Engine | 32.9673 | -97.412 | 0.4
2025-09 | ERCO | WAL5764 | 64962 | GEN2 | Walmart Stores Texas, LLC | Natural Gas Internal Combustion Engine | 32.9673 | -97.412 | 0.4
2025-09 | ERCO | WAL5764 | 64962 | GEN3 | Walmart Stores Texas, LLC | Natural Gas Internal Combustion Engine | 32.9673 | -97.412 | 0.4
2025-09 | ERCO | WAL6929 | 64963 | GEN1 | Walmart Stores Texas, LLC | Natural Gas Internal Combustion Engine | 31.115 | -97.4144 | 0.4
2025-09 | ERCO | WAL6929 | 64963 | GEN2 | Walmart Stores Texas, LLC | Natural Gas Internal Combustion Engine | 31.115 | -97.4144 | 0.4
2025-09 | ERCO | WAL6929 | 64963 | GEN3 | Walmart Stores Texas, LLC | Natural Gas Internal Combustion Engine | 31.115 | -97.4144 | 0.4
2025-09 | NYIS | Rock Island Road Solar Community Solar | 64964 | ROCKI | RPNY Solar 1, LLC | Solar Photovoltaic | 44.3699 | -75.457 | 3.5
2025-09 | NYIS | Bullis Road Solar (CSG) | 64965 | BULLS | RPNY Solar 2, LLC | Solar Photovoltaic | 42.8363 | -78.5728 | 4.5
2025-09 | PJM | SV Gardner 1 (Lutz) CSG | 64967 | LUTZ | SV CSG Gardner 1 LLC | Solar Photovoltaic | 41.195 | -88.3013 | 2
2025-09 | SWPP | Fall River Solar, LLC | 64968 | 452 | Greenbacker Renewable Energy Corporation | Solar Photovoltaic | 43.1552 | -103.3439 | 80
2025-09 | MISO | Barron Solar Array | 64969 | BAR01 | Onsite Partners, LLC | Solar Photovoltaic | 45.3962 | -91.8276 | 3
2025-09 | ISNE | 59 Federal Rd(CSG) | 64970 | 59FBA | 59FED WHAM8 Solar, LLC | Batteries | 41.8285 | -70.7212 | 5
2025-09 | ISNE | 59 Federal Rd(CSG) | 64970 | 59FPV | 59FED WHAM8 Solar, LLC | Solar Photovoltaic | 41.8285 | -70.7212 | 5
2025-09 | PJM | Pretzel CSG | 64971 | PRETZ | Pretzel Solar, LLC | Solar Photovoltaic | 42.3071 | -89.5981 | 2
2025-09 | PJM | Prophet CSG | 64972 | PROPH | Prophet Solar, LLC | Solar Photovoltaic | 41.7218 | -89.8047 | 2
2025-09 | PJM | Gala (CSG) | 64973 | GALA | Gala Solar, LLC | Solar Photovoltaic | 42.3563 | -89.837 | 2
2025-09 | ISNE | Park St | 64975 | 628 | Greenbacker Renewable Energy Corporation | Solar Photovoltaic | 43.5969 | -72.9704 | 1.8
2025-09 | MISO | Spooner Solar Array | 64976 | SPN01 | Onsite Partners, LLC | Solar Photovoltaic | 45.919 | -91.8625 | 2
2025-09 | ISNE | Torrington Solar One, LLC | 64977 | TORS1 | DG Connecticut III, LLC | Solar Photovoltaic | 41.8302 | -73.078 | 2
2025-09 | ISNE | Bristol Solar One, LLC | 64978 | BRIS1 | DG Connecticut III, LLC | Solar Photovoltaic | 41.691 | -72.9785 | 3
2025-09 | ISNE | Watertown Solar One, LLC | 64979 | WTRS1 | DG Connecticut III, LLC | Solar Photovoltaic | 41.6197 | -73.1484 | 2
2025-09 | ISNE | UMass Boston | 64980 | 010G | MSS Energy Holdings, LLC (d.b.a. Calibrant Energy) | Petroleum Liquids | 42.313 | -71.0364 | 0.3
2025-09 | ISNE | UMass Boston | 64980 | 020G | MSS Energy Holdings, LLC (d.b.a. Calibrant Energy) | Petroleum Liquids | 42.313 | -71.0364 | 0.4
2025-09 | ISNE | UMass Boston | 64980 | 030G | MSS Energy Holdings, LLC (d.b.a. Calibrant Energy) | Petroleum Liquids | 42.313 | -71.0364 | 0.5
2025-09 | ISNE | UMass Boston | 64980 | 050G | MSS Energy Holdings, LLC (d.b.a. Calibrant Energy) | Petroleum Liquids | 42.313 | -71.0364 | 0.8
2025-09 | ISNE | UMass Boston | 64980 | 060G | MSS Energy Holdings, LLC (d.b.a. Calibrant Energy) | Petroleum Liquids | 42.313 | -71.0364 | 1.6
2025-09 | ISNE | UMass Boston | 64980 | 080D1 | MSS Energy Holdings, LLC (d.b.a. Calibrant Energy) | Petroleum Liquids | 42.313 | -71.0364 | 0.3
2025-09 | ISNE | UMass Boston | 64980 | 080D2 | MSS Energy Holdings, LLC (d.b.a. Calibrant Energy) | Petroleum Liquids | 42.313 | -71.0364 | 0.5
2025-09 | ISNE | UMass Boston | 64980 | 080G | MSS Energy Holdings, LLC (d.b.a. Calibrant Energy) | Petroleum Liquids | 42.313 | -71.0364 | 0.4
2025-09 | ISNE | UMass Boston | 64980 | 090G | MSS Energy Holdings, LLC (d.b.a. Calibrant Energy) | Petroleum Liquids | 42.313 | -71.0364 | 0.6
2025-09 | ISNE | UMass Boston | 64980 | 110G | MSS Energy Holdings, LLC (d.b.a. Calibrant Energy) | Petroleum Liquids | 42.313 | -71.0364 | 0.2
2025-09 | ISNE | UMass Boston | 64980 | 120G | MSS Energy Holdings, LLC (d.b.a. Calibrant Energy) | Petroleum Liquids | 42.313 | -71.0364 | 0.2
2025-09 | ISNE | UMass Boston | 64980 | 160G | MSS Energy Holdings, LLC (d.b.a. Calibrant Energy) | Petroleum Liquids | 42.313 | -71.0364 | 0.1
2025-09 | ISNE | UMass Boston | 64980 | 200G | MSS Energy Holdings, LLC (d.b.a. Calibrant Energy) | Petroleum Liquids | 42.313 | -71.0364 | 0.1
2025-09 | ISNE | UMass Boston | 64980 | BATT1 | MSS Energy Holdings, LLC (d.b.a. Calibrant Energy) | Batteries | 42.313 | -71.0364 | 0.5
2025-09 | ISNE | UMass Boston | 64980 | RHG | MSS Energy Holdings, LLC (d.b.a. Calibrant Energy) | Petroleum Liquids | 42.313 | -71.0364 | 0.5
2025-09 | ISNE | UMass Boston | 64980 | SOL1 | MSS Energy Holdings, LLC (d.b.a. Calibrant Energy) | Solar Photovoltaic | 42.313 | -71.0364 | 0.2
2025-09 | ISNE | UMass Boston | 64980 | SOL2 | MSS Energy Holdings, LLC (d.b.a. Calibrant Energy) | Solar Photovoltaic | 42.313 | -71.0364 | 0.5
2025-09 | ISNE | UMass Boston | 64980 | WG | MSS Energy Holdings, LLC (d.b.a. Calibrant Energy) | Petroleum Liquids | 42.313 | -71.0364 | 0.4
2025-09 | SWPP | West Plains Solar I | 64982 | WPS1 | Evergy Kansas Central, Inc | Solar Photovoltaic | 36.7853 | -91.8674 | 8
2025-09 | MISO | Waterloo Solar (IA) | 64984 | WATS | MidAmerican Energy Co | Solar Photovoltaic | 42.5439 | -92.3554 | 3
2025-09 | MISO | Johnson County Hills Solar | 64985 | JCHS | MidAmerican Energy Co | Solar Photovoltaic | 41.5723 | -91.543 | 3
2025-09 | MISO | Franklin County Solar | 64986 | FCS | MidAmerican Energy Co | Solar Photovoltaic | 42.7208 | -93.2061 | 7
2025-09 | MISO | USS Foley Solar LLC | 64987 | USSFS | United States Solar Corporation | Solar Photovoltaic | 45.6805 | -93.9248 | 1
2025-09 | MISO | USS Prokosch Solar LLC | 64988 | USPKS | United States Solar Corporation | Solar Photovoltaic | 44.7729 | -94.9105 | 1
2025-09 | MISO | USS Rosebud Solar LLC | 64989 | USRBS | United States Solar Corporation | Solar Photovoltaic | 44.4727 | -94.9209 | 1
2025-09 | MISO | Medin CSG | 64990 | MED1 | Madison Energy Holdings LLC | Solar Photovoltaic | 45.4881 | -92.7847 | 1
2025-09 | MISO | Johnson CSG 1 | 64991 | JOHN | Madison Energy Holdings LLC | Solar Photovoltaic | 45.4852 | -92.8156 | 1
2025-09 | MISO | Cornillie Solar CSG | 64992 | CORN1 | Madison Energy Holdings LLC | Solar Photovoltaic | 45.4593 | -92.8978 | 1
2025-09 | CISO | BigBeau Solar, LLC | 64993 | BB1BA | Big Beau Solar, LLC | Batteries | 34.907 | -118.3441 | 22
2025-09 | CISO | BigBeau Solar, LLC | 64993 | BB1PV | Big Beau Solar, LLC | Solar Photovoltaic | 34.907 | -118.3441 | 70
2025-09 | CISO | BigBeau Solar, LLC | 64993 | BB2BA | Big Beau Solar, LLC | Batteries | 34.907 | -118.3441 | 18
2025-09 | CISO | BigBeau Solar, LLC | 64993 | BB2PV | Big Beau Solar, LLC | Solar Photovoltaic | 34.907 | -118.3441 | 58
2025-09 | MISO | Cassville Solar | 64995 | PV1 | Wisconsin Power & Light Co | Solar Photovoltaic | 42.7538 | -90.9274 | 50
2025-09 | MISO | Springfield Solar (WI) | 64996 | PV1 | Wisconsin Power & Light Co | Solar Photovoltaic | 43.604 | -88.4421 | 100
2025-09 | MISO | Albany Solar (WI) | 64997 | PV1 | Wisconsin Power & Light Co | Solar Photovoltaic | 42.6658 | -89.3718 | 50
2025-09 | MISO | Paddock Solar | 64998 | PV1 | Wisconsin Power & Light Co | Solar Photovoltaic | 42.5556 | -89.0887 | 65
2025-09 | MISO | Wautoma Solar | 65000 | PV1 | Wisconsin Power & Light Co | Solar Photovoltaic | 44.0625 | -89.3016 | 99
2025-09 | MISO | Beaver Dam Solar | 65001 | PV1 | Wisconsin Power & Light Co | Solar Photovoltaic | 43.4939 | -88.7839 | 50
2025-09 | MISO | MN CSG 2019-16 LLC | 65003 | WOLFE | MN CSG 2019-16 LLC | Solar Photovoltaic | 44.2147 | -93.9601 | 1
2025-09 | PJM | Albertsons at Melrose Park | 65005 | PV1 | ESIL-AL-Melrose, LLC | Solar Photovoltaic | 41.9169 | -87.8562 | 1.9
2025-09 | MISO | Grant County | 65007 | PV1 | Wisconsin Power & Light Co | Solar Photovoltaic | 42.719 | -90.701 | 200
2025-09 | MISO | Onion River | 65008 | PV1 | Wisconsin Power & Light Co | Solar Photovoltaic | 43.6002 | -87.8966 | 150
2025-09 | MISO | Bear Creek (WI) | 65009 | PV1 | Wisconsin Power & Light Co | Solar Photovoltaic | 43.1985 | -90.2328 | 50
2025-09 | MISO | North Rock | 65010 | PV1 | Wisconsin Power & Light Co | Solar Photovoltaic | 42.8109 | -89.1015 | 50
2025-09 | MISO | Wood County | 65011 | PV1 | Wisconsin Power & Light Co | Solar Photovoltaic | 44.2736 | -89.8335 | 150
2025-09 | MISO | Crawfish River | 65012 | PV1 | Wisconsin Power & Light Co | Solar Photovoltaic | 43 | -88.8764 | 75
2025-09 | PJM | Marengo Solar | 65013 | MARIL | DG Illinois Solar, LLC | Solar Photovoltaic | 42.2597 | -88.6359 | 2
2025-09 | ISNE | ASD Cotuit MA Solar LLC | 65014 | COT1 | ASD Cotuit MA Solar LLC | Solar Photovoltaic | 41.6887 | -70.4775 | 3.1
2025-09 | ISNE | ASD Cotuit MA Solar LLC | 65014 | COT1B | ASD Cotuit MA Solar LLC | Batteries | 41.6887 | -70.4775 | 2.5
2025-09 | ISNE | ASD Wallum MA Solar LLC(CSG) | 65015 | WAL1 | ASD Wallum MA Solar LLC | Solar Photovoltaic | 42.0116 | -71.7605 | 5
2025-09 | ISNE | ASD Wallum MA Solar LLC(CSG) | 65015 | WAL1B | ASD Wallum MA Solar LLC | Batteries | 42.0116 | -71.7605 | 3.8
2025-09 | PJM | Gardy's Mill Solar | 65016 | GMS | Gardy's Mill Solar, LLC | Solar Photovoltaic | 38.0067 | -76.607 | 14
2025-09 | PJM | Briel Solar Farm | 65022 | BMS | Briel Solar Farm, LLC | Solar Photovoltaic | 37.5236 | -77.2636 | 20
2025-09 | MISO | Novel Swenson Solar LLC CSG | 65025 | SWNSN | Novel Swenson Solar HQ LLC | Solar Photovoltaic | 45.492 | -92.8658 | 1
2025-09 | ERCO | HEB00292 | 65026 | H2921 | Texas Microgrid, LLC | Natural Gas Internal Combustion Engine | 28.9825 | -95.9585 | 0.4
2025-09 | ERCO | HEB00292 | 65026 | H2922 | Texas Microgrid, LLC | Natural Gas Internal Combustion Engine | 28.9825 | -95.9585 | 0.4
2025-09 | ERCO | HEB00292 | 65026 | H2923 | Texas Microgrid, LLC | Natural Gas Internal Combustion Engine | 28.9825 | -95.9585 | 0.4
2025-09 | PJM | Aero Solar Facility | 65027 | PV1 | Duke Energy Kentucky Inc | Solar Photovoltaic | 39.0313 | -84.6598 | 2
2025-09 | ERCO | Roseland Solar Project, LLC | 65028 | ROSEB | Enel Green Power Roseland Solar, LLC | Batteries | 31.4612 | -96.8249 | 51.8
2025-09 | MISO | Bissell Solar and Battery Generator | 65029 | BISBP | Consumers Energy Co - (MI) | Batteries | 43.007 | -85.724 | 0.3
2025-09 | MISO | Bissell Solar and Battery Generator | 65029 | BISSP | Consumers Energy Co - (MI) | Solar Photovoltaic | 43.007 | -85.724 | 0.8
2025-09 | MISO | Oxbow Solar 1 | 65030 | LAVE1 | Lightsource Renewable Energy Asset Management, LLC | Solar Photovoltaic | 30.6679 | -91.3917 | 300
2025-09 | PJM | Bellflower Solar 1 | 65031 | INBF1 | Lightsource Renewable Energy Asset Management, LLC | Solar Photovoltaic | 39.7867 | -85.4164 | 152.5
2025-09 | ERCO | Bernard Creek Solar | 65034 | CSBS1 | Bernard Creek Solar, LLC | Solar Photovoltaic | 29.4553 | -96.0883 | 230
2025-09 | NYIS | Fox Hills Battery Station | 65035 | ESSFH | Consolidated Edison Co-NY Inc | Batteries | 40.6108 | -74.0772 | 7.5
2025-09 | PJM | Dry Bridge Storage | 65044 | DBES | Dominion Energy Inc. | Batteries | 37.5 | -77.7 | 20
2025-09 | ISNE | FedEx Middletown | 65046 | VCP15 | VCP Realty, LLC | Solar Photovoltaic | 41.5972 | -72.7193 | 1.5
2025-09 | ISNE | Enfield Solar One | 65047 | VCP07 | Enfield Solar One, LLC | Solar Photovoltaic | 41.9949 | -72.5253 | 4
2025-09 | ERCO | Hubbard Wind | 65048 | HW001 | Hubbard Wind LLC | Onshore Wind Turbine | 31.7747 | -96.8282 | 300
2025-09 | CISO | Blythe Mesa Solar II | 65053 | BMSES | Blythe Mesa Solar II, LLC | Batteries | 33.6408 | -114.6803 | 112
2025-09 | CISO | Blythe Mesa Solar II | 65053 | IPBMS | Blythe Mesa Solar II, LLC | Solar Photovoltaic | 33.6408 | -114.6803 | 223.6
2025-09 | ISNE | 71 Charlotte Furnace Rd Hybrid(CSG) | 65054 | 71CBA | 71CFR WHAM8 Solar, LLC | Batteries | 41.7971 | -70.7416 | 1
2025-09 | ISNE | 71 Charlotte Furnace Rd Hybrid(CSG) | 65054 | 71CPV | 71CFR WHAM8 Solar, LLC | Solar Photovoltaic | 41.7971 | -70.7416 | 1
2025-09 | ISNE | 77 Farm to Market Rd Hybrid(CSG) | 65055 | 77FBA | 77F2M WHAM8 Solar, LLC | Batteries | 41.7946 | -70.7234 | 2.2
2025-09 | ISNE | 77 Farm to Market Rd Hybrid(CSG) | 65055 | 77FPV | 77F2M WHAM8 Solar, LLC | Solar Photovoltaic | 41.7946 | -70.7234 | 5
2025-09 | ISNE | 160 Tihonet Rd Hybrid(CSG) | 65056 | 160BA | 160TIH WHAM8 Solar, LLC | Batteries | 41.7934 | -70.7127 | 3.3
2025-09 | ISNE | 160 Tihonet Rd Hybrid(CSG) | 65056 | 160PV | 160TIH WHAM8 Solar, LLC | Solar Photovoltaic | 41.7934 | -70.7127 | 5
2025-09 | ISNE | 299 Farm to Market Rd Hybrid(CSG) | 65057 | 299BA | 299F2M WHAM8 Solar, LLC | Batteries | 41.7951 | -70.727 | 2.3
2025-09 | ISNE | 299 Farm to Market Rd Hybrid(CSG) | 65057 | 299PV | 299F2M WHAM8 Solar, LLC | Solar Photovoltaic | 41.7951 | -70.727 | 3
2025-09 | MISO | Hoot Lake Solar | 65066 | 1 | Otter Tail Power Co | Solar Photovoltaic | 46.2906 | -96.0433 | 49.9
2025-09 | NYIS | ASA DeKalb NY Solar III LLC | 65067 | DEK3 | ASA DeKalb NY Solar III LLC | Solar Photovoltaic | 44.4241 | -75.3792 | 3.3
2025-09 | MISO | Walkerton | 65068 | WALK | Indiana Municipal Power Agency | Solar Photovoltaic | 41.4555 | -86.4874 | 1.1
2025-09 | MISO | Linton | 65069 | LINT | Indiana Municipal Power Agency | Solar Photovoltaic | 39.0436 | -87.1362 | 5.4
2025-09 | ERCO | Austin TX GigaFactory | 65070 | B07 | Tesla Inc. | Solar Photovoltaic | 30.2202 | -97.6197 | 1.1
2025-09 | ERCO | Austin TX GigaFactory | 65070 | C01 | Tesla Inc. | Solar Photovoltaic | 30.2202 | -97.6197 | 1.2
2025-09 | ERCO | Austin TX GigaFactory | 65070 | C02 | Tesla Inc. | Solar Photovoltaic | 30.2202 | -97.6197 | 1.9
2025-09 | NYIS | Buffalo NY GigaFactory | 65071 | PV1 | Tesla Inc. | Solar Photovoltaic | 42.8593 | -78.8418 | 2
2025-09 | CISO | Fremont CA AutoFactory | 65072 | RF67 | Tesla Inc. | Solar Photovoltaic | 37.4925 | -121.9446 | 0.3
2025-09 | CISO | Berrenda Mesa Water District | 65073 | PV1 | The Greater Light USA LLC | Solar Photovoltaic | 35.6133 | -119.8668 | 6.4
2025-09 | MISO | Everson Garden | 65075 | CGS | Everson Garden LLC | Solar Photovoltaic | 44.0896 | -93.5531 | 1
2025-09 | PJM | Cottontail Solar 1 | 65076 | PACT1 | Lightsource Renewable Energy Asset Management, LLC | Solar Photovoltaic | 39.9017 | -76.8233 | 20
2025-09 | PJM | Cottontail Solar 2 | 65077 | PACT2 | Lightsource Renewable Energy Asset Management, LLC | Solar Photovoltaic | 39.9373 | -76.771 | 20
2025-09 | PJM | Cottontail Solar 4 | 65079 | PACT4 | Lightsource Renewable Energy Asset Management, LLC | Solar Photovoltaic | 40.9888 | -76.7929 | 20
2025-09 | PJM | Cottontail Solar 5 | 65080 | PACT5 | Lightsource Renewable Energy Asset Management, LLC | Solar Photovoltaic | 40.5608 | -77.3785 | 20
2025-09 | PJM | Cottontail Solar 6 | 65081 | PACT6 | Lightsource Renewable Energy Asset Management, LLC | Solar Photovoltaic | 40.7925 | -76.9051 | 20
2025-09 | PJM | Cottontail Solar 8 | 65082 | PACT8 | Lightsource Renewable Energy Asset Management, LLC | Solar Photovoltaic | 39.9254 | -76.7838 | 20
2025-09 | ISNE | Halifax Solar | 65083 | PV1 | NuGen Capital Management | Solar Photovoltaic | 41.9953 | -70.8438 | 2.5
2025-09 | ISNE | 580 River Solar | 65085 | PV1 | NuGen Capital Management | Solar Photovoltaic | 42.6808 | -72.0761 | 3.1
2025-09 | MISO | Bremen | 65086 | BREM | Indiana Municipal Power Agency | Solar Photovoltaic | 41.463 | -86.1635 | 6.8
2025-09 | MISO | Shamrock Solar LLC | 65087 | 554 | Greenbacker Renewable Energy Corporation | Solar Photovoltaic | 44.1766 | -90.8465 | 3
2025-09 | MISO | Stromland Solar | 65088 | 510 | Greenbacker Renewable Energy Corporation | Solar Photovoltaic | 44.1996 | -91.809 | 3
2025-09 | NYIS | Cortlandville III Solar CSG | 65090 | CORT3 | DG Empire Shine, LLC | Solar Photovoltaic | 42.6058 | -76.1325 | 5
2025-09 | CISO | IGS KSBD | 65091 | 293 | Greenbacker Renewable Energy Corporation | Solar Photovoltaic | 34.1054 | -117.2348 | 4.3
2025-09 | ISNE | 115 G Fisher | 65092 | 634 | Greenbacker Renewable Energy Corporation | Solar Photovoltaic | 41.8775 | -70.8398 | 1
2025-09 | ISNE | 154 D Fisher | 65093 | 633 | Greenbacker Renewable Energy Corporation | Solar Photovoltaic | 41.8748 | -70.8398 | 1
2025-09 | PJM | Jackson Legler Solar 1 LLC | 65094 | 314 | Greenbacker Renewable Energy Corporation | Solar Photovoltaic | 40.0645 | -74.3504 | 2.9
2025-09 | PJM | Mt Arlington Solar 1 LLC | 65095 | 196 | Greenbacker Renewable Energy Corporation | Solar Photovoltaic | 40.9321 | -74.6238 | 1.6
2025-09 | SWPP | South Sioux City Energy Storage | 65098 | SSCES | DG Nebraska Energy Storage, LLC | Batteries | 42.4331 | -96.4072 | 1.5
2025-09 | CISO | CA - DGS RFP - RJ Donovan State Prison | 65104 | 15111 | Forefront Power, LLC | Solar Photovoltaic | 35.582 | -116.924 | 2
2025-09 | CISO | CA-DGS-California Correctional Inst | 65105 | 15111 | Forefront Power, LLC | Solar Photovoltaic | 35.1135 | -118.569 | 4
2025-09 | ISNE | North Haven Solar One | 65109 | VCP11 | North Haven Solar One, LLC | Solar Photovoltaic | 41.3768 | -72.8365 | 1.6
2025-09 | ISNE | River Road | 65112 | RIV | Norridgewock River Road Solar, LLC | Solar Photovoltaic | 44.7411 | -69.7629 | 5
2025-09 | ISNE | 196 Tremont St(CSG) | 65114 | 196BA | 196TRE WHAM8 Solar, LLC | Batteries | 41.8429 | -70.7307 | 1.5
2025-09 | ISNE | 196 Tremont St(CSG) | 65114 | 196PV | 196TRE WHAM8 Solar, LLC | Solar Photovoltaic | 41.8429 | -70.7307 | 1.5
2025-09 | NYIS | NY8 - Grissom Solar | 65121 | GEN1 | MN8 Energy LLC | Solar Photovoltaic | 42.973 | -74.321 | 20
2025-09 | NYIS | NY8 - Branscomb Solar | 65122 | GEN1 | MN8 Energy LLC | Solar Photovoltaic | 42.963 | -73.5867 | 20
2025-09 | NYIS | NY8 - Janis Solar | 65123 | GEN1 | MN8 Energy LLC | Solar Photovoltaic | 42.4539 | -75.931 | 20
2025-09 | NYIS | NY8 - Regan Solar | 65124 | GEN1 | MN8 Energy LLC | Solar Photovoltaic | 42.9547 | -74.3131 | 20
2025-09 | NYIS | NY8 - Puckett Solar | 65125 | GEN1 | MN8 Energy LLC | Solar Photovoltaic | 42.2527 | -75.8341 | 20
2025-09 | MISO | AES Belleville Solar LLC | 65127 | BELL | AES Distributed Energy | Solar Photovoltaic | 38.4872 | -90.0135 | 9.9
2025-09 | SWPP | Jayhawk Wind Energy Center | 65129 | 65010 | Invenergy Services LLC | Onshore Wind Turbine | 37.7045 | -95.0298 | 197.4
2025-09 | PJM | City of Bowie | 65130 | PV1 | Tesla Inc. | Solar Photovoltaic | 38.9046 | -76.6888 | 2
2025-09 | CISO | Fremont - Kato Rd | 65131 | PV1 | Tesla Inc. | Solar Photovoltaic | 37.4792 | -121.9323 | 0.5
2025-09 | CISO | Fremont - Kato Rd | 65131 | PV2 | Tesla Inc. | Solar Photovoltaic | 37.4792 | -121.9323 | 0.9
2025-09 | CISO | University of the Pacific | 65132 | BA1 | The Greater Light USA LLC | Batteries | 37.9801 | -121.3124 | 1
2025-09 | CISO | University of the Pacific | 65132 | PV1 | The Greater Light USA LLC | Solar Photovoltaic | 37.9801 | -121.3124 | 4.5
2025-09 | PJM | Benning Road | 65133 | BENRD | Azimuth 180 Solar Electric, LLC | Solar Photovoltaic | 38.8983 | -76.9556 | 0.8
2025-09 | ISNE | ER Bone Hill Solar, LLC | 65135 | 288 | Greenbacker Renewable Energy Corporation | Solar Photovoltaic | 44.1257 | -72.6568 | 1.2
2025-09 | CISO | Crimson | 65140 | SWSH1 | RE Crimson LLC | Batteries | 33.5735 | -114.8145 | 200
2025-09 | CISO | Crimson | 65140 | SWSH2 | RE Crimson LLC | Batteries | 33.5735 | -114.8145 | 150
2025-09 | ISNE | Bristol Landfill Solar | 65142 | BL1 | NuGen Capital Management | Solar Photovoltaic | 41.7276 | -71.2885 | 5
2025-09 | MISO | Big Turtle Wind Farm 2 | 65143 | BTWF2 | DTE Electric Company | Onshore Wind Turbine | 43.9196 | -82.7944 | 29.4
2025-09 | ISNE | East Windsor Solar Two | 65149 | VCP05 | East Windsor Solar Two, LLC | Solar Photovoltaic | 41.8944 | -72.5321 | 4
2025-09 | PJM | Energix Aditya, LLC | 65151 | ENX13 | Energix Aditya, LLC | Solar Photovoltaic | 38.0177 | -77.9529 | 11.5
2025-09 | ISNE | Clinton Solar | 65152 | CLINT | Ecos Energy LLC | Solar Photovoltaic | 41.5825 | -71.9018 | 1
2025-09 | ISNE | UMass PV Lot 49 | 65153 | U49PV | RWE Clean Energy | Solar Photovoltaic | 42.393 | -72.5202 | 0.8
2025-09 | ISNE | UMass PV Lot 22 | 65154 | U22ES | RWE Clean Energy | Batteries | 42.393 | -72.5202 | 2
2025-09 | ISNE | UMass PV Lot 22 | 65154 | U22PV | RWE Clean Energy | Solar Photovoltaic | 42.393 | -72.5202 | 2.1
2025-09 | NYIS | ASA DeKalb NY Solar II LLC | 65155 | DEK2 | ASA DeKalb NY Solar II LLC | Solar Photovoltaic | 44.4882 | -75.2444 | 3
2025-09 | NYIS | ASA DeKalb NY Solar I LLC | 65156 | DEK1 | ASA DeKalb NY Solar I LLC | Solar Photovoltaic | 44.4921 | -75.2448 | 5
2025-09 | NYIS | ASA Gouverneur NY Solar I LLC | 65157 | GOV1 | ASA Gouverneur NY Solar I LLC | Solar Photovoltaic | 44.3909 | -75.4432 | 1.5
2025-09 | NYIS | ASA Gouverneur NY Solar II LLC | 65158 | GOV2 | ASA Gouverneur NY Solar II LLC | Solar Photovoltaic | 44.3601 | -75.4275 | 4
2025-09 | NYIS | ASA Volney NY Solar I LLC | 65159 | VOL1 | ASA Volney NY Solar I LLC | Solar Photovoltaic | 43.3282 | -76.359 | 5
2025-09 | MISO | Lily Garden | 65160 | CSG | Lily Garden LLC | Solar Photovoltaic | 44.0796 | -93.5499 | 1
2025-09 | NYIS | ASA Clayton NY Solar I LLC | 65161 | CLA1 | ASA Clayton NY Solar I LLC | Solar Photovoltaic | 44.1618 | -76.109 | 1.3
2025-09 | ERCO | Lacy Creek Wind Energy Center | 65162 | LCW1 | Lacy Creek Wind, LLC | Onshore Wind Turbine | 31.7299 | -101.2989 | 301.3
2025-09 | NYIS | Orioles Community Solar | 65163 | ORIOL | Azimuth 180 Solar Electric, LLC | Solar Photovoltaic | 42.426 | -73.817 | 5.6
2025-09 | MISO | Grinnell College | 65164 | GRIN | Azimuth 180 Solar Electric, LLC | Solar Photovoltaic | 41.76 | -92.72 | 3.9
2025-09 | NYIS | Ontario Sun | 65165 | ONSUN | Azimuth 180 Solar Electric, LLC | Solar Photovoltaic | 43.644 | -76.156 | 2.4
2025-09 | ISNE | ER Center Road Solar, LLC | 65166 | 287 | Greenbacker Renewable Energy Corporation | Solar Photovoltaic | 44.5082 | -72.3463 | 2.1
2025-09 | PJM | Hudson County Solar | 65167 | 470 | Greenbacker Renewable Energy Corporation | Solar Photovoltaic | 40.7276 | -74.108 | 1.2
2025-09 | CISO | Five H Farms Solar Array | 65168 | FHF | Maas Energy Works | Solar Photovoltaic | 37.1204 | -120.2928 | 1
2025-09 | CISO | Van der Kooi Dairy Solar Array | 65169 | VDK | Maas Energy Works | Solar Photovoltaic | 36.2917 | -120.0224 | 1
2025-09 | ISNE | Cranberry Highway Solar LLC | 65174 | BA1 | Cranberry Highway Solar, LLC | Batteries | 41.7875 | -70.7452 | 2
2025-09 | ISNE | Cranberry Highway Solar LLC | 65174 | PV1 | Cranberry Highway Solar, LLC | Solar Photovoltaic | 41.7875 | -70.7452 | 2.2
2025-09 | ISNE | ENGIE 2019 ProjectCo-MA1, LLC | 65175 | PV1 | ENGIE 2019 ProjectCo MA-1, LLC | Solar Photovoltaic | 42.0416 | -72.6532 | 4.5
2025-09 | PJM | WW-DC Solar 1, LLC | 65176 | 654 | Greenbacker Renewable Energy Corporation | Solar Photovoltaic | 38.8257 | -77.002 | 1.2
2025-09 | CISO | Donaghy-Stockton | 65177 | DSPV1 | Donaghy Sales Inc. | Solar Photovoltaic | 37.9095 | -121.1949 | 1.1
2025-09 | CISO | CSP Los Angeles | 65182 | CSLPA | Ecoplexus, Inc | Solar Photovoltaic | 34.6943 | -118.2278 | 2.3
2025-09 | ISNE | Norton LLC | 65183 | 671 | Greenbacker Renewable Energy Corporation | Solar Photovoltaic | 41.9831 | -71.2146 | 3.3
2025-09 | ISNE | Holliston LLC | 65184 | 674 | Greenbacker Renewable Energy Corporation | Solar Photovoltaic | 42.2118 | -71.4133 | 1.5
2025-09 | CISO | Broadway 3 - UC Merced 1 | 65186 | GEN1 | MN8 Energy LLC | Solar Photovoltaic | 37.3645 | -120.4311 | 1
2025-09 | CISO | Broadway 3 - UCSB Lot 38 | 65187 | GEN1 | MN8 Energy LLC | Solar Photovoltaic | 34.4197 | -119.8564 | 1.8
2025-09 | CISO | Broadway 4 - Target Shafter | 65188 | GEN1 | MN8 Energy LLC | Solar Photovoltaic | 35.4633 | -119.1891 | 1.6
2025-09 | CISO | West Village Solar - Array 1Community So | 65189 | WVSA1 | CHF-Davis I, LLC | Solar Photovoltaic | 38.5428 | -121.7775 | 1.2
2025-09 | CISO | West Village Solar - Array 2 Community S | 65190 | WVSA2 | CHF-Davis I, LLC | Solar Photovoltaic | 38.5427 | -121.7766 | 1.3
2025-09 | CISO | University of San Diego | 65191 | USD00 | Bloom Energy 2009 PPA | Other Natural Gas | 32.7717 | -117.1916 | 1
2025-09 | CISO | CalTech - Pasadena (PPA) | 65193 | CLT05 | Bloom Energy 2009 PPA | Other Natural Gas | 34.1394 | -118.1215 | 1
2025-09 | PJM | AT&T Middletown | 65194 | ATT39 | Bloom Energy 2009 PPA | Other Natural Gas | 40.3979 | -74.1348 | 2
2025-09 | CISO | SCC - San Jose | 65196 | SCC02 | Bloom Energy | Other Natural Gas | 37.3511 | -121.9055 | 1
2025-09 | ISNE | Medtronic - New Haven 2 | 65197 | MDC04 | Bloom Energy | Other Natural Gas | 41.3397 | -72.865 | 2.2
2025-09 | ISNE | Medtronic - New Haven | 65198 | MDC02 | Bloom Energy | Other Natural Gas | 41.3379 | -72.8703 | 2.3
2025-09 | CISO | Keysight - Santa Rosa | 65199 | KST00 | Bloom Energy | Other Natural Gas | 38.4819 | -122.7111 | 4.5
2025-09 | CISO | DirecTV - Los Angeles | 65200 | DTV02 | Bloom Energy | Other Natural Gas | 33.9834 | -118.4252 | 1
2025-09 | NYIS | Certain Solar - Staten Island | 65201 | CTS0A | Bloom Energy | Other Natural Gas | 40.5404 | -74.1768 | 2
2025-09 | NYIS | Certain Solar - Staten Island | 65201 | CTS0B | Bloom Energy | Other Natural Gas | 40.5404 | -74.1768 | 1.5
2025-09 | NYIS | Certain Solar - Staten Island | 65201 | CTS0C | Bloom Energy | Other Natural Gas | 40.5404 | -74.1768 | 2
2025-09 | NYIS | Certain Solar - Staten Island | 65201 | CTS0D | Bloom Energy | Other Natural Gas | 40.5404 | -74.1768 | 2
2025-09 | CISO | Beckton Dickenson - San Jose | 65203 | BDB01 | Bloom Energy | Other Natural Gas | 37.3979 | -121.8859 | 1
2025-09 | CISO | AT&T - Redwood City | 65204 | ATT95 | Bloom Energy | Other Natural Gas | 37.4808 | -122.2004 | 1
2025-09 | CISO | AT&T - Gardena | 65205 | ATT26 | Bloom Energy | Other Natural Gas | 33.875 | -118.2898 | 1
2025-09 | CISO | AT&T - Hawthorne | 65206 | ATT58 | Bloom Energy | Other Natural Gas | 33.9243 | -118.3206 | 1
2025-09 | CISO | AT&T - Hayward | 65208 | ATA17 | Bloom Energy | Other Natural Gas | 37.6599 | -122.0969 | 1
2025-09 | ISNE | Equinix - Billerica | 65209 | EQX53 | Bloom Energy | Other Natural Gas | 42.551 | -71.215 | 1.9
2025-09 | CISO | Enloe Medical - Chico | 65210 | ENL00 | Bloom Energy | Other Natural Gas | 39.7426 | -121.8497 | 1.7
2025-09 | CISO | Comcast - Universal City | 65211 | CMC04 | Bloom Energy | Other Natural Gas | 34.1377 | -118.3608 | 1
2025-09 | NYIS | Altice - Hicksville | 65212 | ATC04 | Bloom Energy | Other Natural Gas | 40.76 | -73.5042 | 2
2025-09 | PJM | Altice - Parsippany | 65213 | ATC03 | Bloom Energy | Other Natural Gas | 40.8451 | -74.4282 | 2
2025-09 | PJM | Gaucho Solar | 65214 | GCHOS | Gaucho Solar | Solar Photovoltaic | 40.5116 | -80.3134 | 20
2025-09 | PJM | Nestlewood Solar | 65215 | NSTLW | Nestlewood Solar | Solar Photovoltaic | 38.9255 | -84.0174 | 80
2025-09 | ISNE | Woburn | 65216 | 673 | Greenbacker Renewable Energy Corporation | Solar Photovoltaic | 42.5113 | -71.1391 | 1.3
2025-09 | NYIS | South Goshen Community Solar | 65217 | BESS | AES Distributed Energy | Batteries | 41.3927 | -74.3478 | 4.5
2025-09 | NYIS | South Goshen Community Solar | 65217 | SGOSH | AES Distributed Energy | Solar Photovoltaic | 41.3927 | -74.3478 | 5
2025-09 | PJM | Caden Energix Endless Caverns, LLC | 65219 | ENX16 | Caden Energix Endless Caverns, LLC | Solar Photovoltaic | 38.6136 | -78.6771 | 31.4
2025-09 | PJM | Pleasant Hill Solar | 65220 | PHSPV | RWE Clean Energy | Solar Photovoltaic | 36.6922 | -76.5786 | 20
2025-09 | PJM | Watlington Solar | 65221 | WSPV | RWE Clean Energy | Solar Photovoltaic | 36.6815 | -78.886 | 20
2025-09 | NYIS | County Road 17 (CSG) | 65222 | AFTON | KSI II Consolidated, LLC | Solar Photovoltaic | 42.2784 | -75.5415 | 3.3
2025-09 | MISO | Phare Garden | 65223 | CGS | Phare Garden LLC | Solar Photovoltaic | 44.7682 | -95.3423 | 0.9
2025-09 | PJM | Apple Grove Solar, LLC | 65224 | ENX15 | Apple Grove Solar, LLC | Solar Photovoltaic | 37.9195 | -77.862 | 18.6
2025-09 | PJM | Waverly Solar, LLC | 65225 | ENX17 | Waverly Solar, LLC | Solar Photovoltaic | 37.0208 | -77.1226 | 118
2025-09 | MISO | Ameresco Danville Solar, LLC | 65227 | 401 | Greenbacker Renewable Energy Corporation | Solar Photovoltaic | 40.1035 | -87.6498 | 2
2025-09 | CISO | OK Produce Fresno Carport | 65229 | OKPVC | OK Produce | Solar Photovoltaic | 36.7235 | -119.7744 | 2
2025-09 | MISO | Truman Solar | 65230 | TMS | Truman Solar, LLC | Solar Photovoltaic | 38.956 | -92.243 | 10
2025-09 | NYIS | Chambers 3 - Lewis County | 65232 | GEN1 | MN8 Energy LLC | Solar Photovoltaic | 43.7801 | -75.4999 | 2
2025-09 | NYIS | Chambers 3 - Erie County Alden | 65233 | GEN1 | MN8 Energy LLC | Solar Photovoltaic | 42.9328 | -78.5572 | 2
2025-09 | CISO | Chambers 4 - Eastvale LGB3 | 65238 | GEN1 | MN8 Energy LLC | Solar Photovoltaic | 33.9985 | -117.5529 | 2.4
2025-09 | NYIS | AE-ESS NWS 1, LLC | 65239 | NWS | Agilitas Energy, Inc. | Batteries | 40.7404 | -73.9511 | 5
2025-09 | ISNE | Charlemont A | 65242 | CMS | Charlemont MA, LLC | Solar Photovoltaic | 42.642 | -72.896 | 2.5
2025-09 | ISNE | Charlemont A | 65242 | CMSB | Charlemont MA, LLC | Batteries | 42.642 | -72.896 | 2.5
2025-09 | CISO | Chambers 4 - Redland LGB4 | 65251 | GEN1 | MN8 Energy LLC | Solar Photovoltaic | 34.0804 | -117.2014 | 1.9
2025-09 | CISO | Chambers 4 - Riverside LGB6 | 65252 | GEN1 | MN8 Energy LLC | Solar Photovoltaic | 33.881 | -117.3004 | 2.4
2025-09 | CISO | Chambers 4 - Rialto LGB8 | 65253 | GEN1 | MN8 Energy LLC | Solar Photovoltaic | 34.1294 | -117.4055 | 2.2
2025-09 | CISO | Chambers 4 - Eastvale DCA2 | 65255 | GEN1 | MN8 Energy LLC | Solar Photovoltaic | 33.9935 | -117.5539 | 1.5
2025-09 | CISO | Chambers 4 - San Bernardino SNA7 | 65256 | GEN1 | MN8 Energy LLC | Solar Photovoltaic | 34.0775 | -117.2726 | 2
2025-09 | MISO | Lineage MS | 65257 | LMS01 | Madison Energy Holdings LLC | Solar Photovoltaic | 32.2544 | -90.1554 | 1.2
2025-09 | PJM | Wapakoneta-Pratt | 65258 | WKP01 | Madison Energy Holdings LLC | Solar Photovoltaic | 40.544 | -84.187 | 13.5
2025-09 | ERCO | Byrd Ranch Storage | 65259 | P1 | Byrd Ranch Storage LLC | Batteries | 29.056 | -95.686 | 50
2025-09 | ERCO | HEB00020 | 65261 | H0201 | Texas Microgrid, LLC | Natural Gas Internal Combustion Engine | 29.9925 | -95.7444 | 0.4
2025-09 | ERCO | HEB00020 | 65261 | H0202 | Texas Microgrid, LLC | Natural Gas Internal Combustion Engine | 29.9925 | -95.7444 | 0.4
2025-09 | ERCO | HEB00020 | 65261 | H0203 | Texas Microgrid, LLC | Natural Gas Internal Combustion Engine | 29.9925 | -95.7444 | 0.4
2025-09 | ERCO | HEB00028 | 65262 | H0281 | Texas Microgrid, LLC | Natural Gas Internal Combustion Engine | 29.4661 | -95.0953 | 0.4
2025-09 | ERCO | HEB00028 | 65262 | H0282 | Texas Microgrid, LLC | Natural Gas Internal Combustion Engine | 29.4661 | -95.0953 | 0.4
2025-09 | ERCO | HEB00028 | 65262 | H0283 | Texas Microgrid, LLC | Natural Gas Internal Combustion Engine | 29.4661 | -95.0953 | 0.4
2025-09 | ERCO | HEB00038 | 65263 | H0381 | Texas Microgrid, LLC | Natural Gas Internal Combustion Engine | 26.2026 | -98.1647 | 0.4
2025-09 | ERCO | HEB00038 | 65263 | H0382 | Texas Microgrid, LLC | Natural Gas Internal Combustion Engine | 26.2026 | -98.1647 | 0.4
2025-09 | ERCO | HEB00038 | 65263 | H0383 | Texas Microgrid, LLC | Natural Gas Internal Combustion Engine | 26.2026 | -98.1647 | 0.4
2025-09 | ERCO | HEB00054 | 65264 | H0541 | Texas Microgrid, LLC | Natural Gas Internal Combustion Engine | 29.6017 | -95.2502 | 0.4
2025-09 | ERCO | HEB00054 | 65264 | H0542 | Texas Microgrid, LLC | Natural Gas Internal Combustion Engine | 29.6017 | -95.2502 | 0.4
2025-09 | ERCO | HEB00054 | 65264 | H0543 | Texas Microgrid, LLC | Natural Gas Internal Combustion Engine | 29.6017 | -95.2502 | 0.4
2025-09 | ERCO | HEB00057 | 65265 | H0571 | Texas Microgrid, LLC | Natural Gas Internal Combustion Engine | 27.6651 | -97.2806 | 0.4
2025-09 | ERCO | HEB00057 | 65265 | H0572 | Texas Microgrid, LLC | Natural Gas Internal Combustion Engine | 27.6651 | -97.2806 | 0.4
2025-09 | ERCO | HEB00057 | 65265 | H0573 | Texas Microgrid, LLC | Natural Gas Internal Combustion Engine | 27.6651 | -97.2806 | 0.4
2025-09 | ERCO | HEB00070 | 65266 | H0701 | Texas Microgrid, LLC | Natural Gas Internal Combustion Engine | 32.4333 | -99.7583 | 0.4
2025-09 | ERCO | HEB00070 | 65266 | H0702 | Texas Microgrid, LLC | Natural Gas Internal Combustion Engine | 32.4333 | -99.7583 | 0.4
2025-09 | ERCO | HEB00070 | 65266 | H0703 | Texas Microgrid, LLC | Natural Gas Internal Combustion Engine | 32.4333 | -99.7583 | 0.4
2025-09 | ERCO | HEB00099 | 65267 | H0991 | Texas Microgrid, LLC | Natural Gas Internal Combustion Engine | 29.9953 | -95.5766 | 0.4
2025-09 | ERCO | HEB00099 | 65267 | H0992 | Texas Microgrid, LLC | Natural Gas Internal Combustion Engine | 29.9953 | -95.5766 | 0.4
2025-09 | ERCO | HEB00099 | 65267 | H0993 | Texas Microgrid, LLC | Natural Gas Internal Combustion Engine | 29.9953 | -95.5766 | 0.4
2025-09 | ERCO | HEB00109 | 65268 | H1091 | Texas Microgrid, LLC | Natural Gas Internal Combustion Engine | 29.7862 | -95.5394 | 0.4
2025-09 | ERCO | HEB00109 | 65268 | H1092 | Texas Microgrid, LLC | Natural Gas Internal Combustion Engine | 29.7862 | -95.5394 | 0.4
2025-09 | ERCO | HEB00109 | 65268 | H1093 | Texas Microgrid, LLC | Natural Gas Internal Combustion Engine | 29.7862 | -95.5394 | 0.4
2025-09 | ERCO | HEB00110 | 65269 | H1101 | Texas Microgrid, LLC | Natural Gas Internal Combustion Engine | 29.5366 | -95.5363 | 0.4
2025-09 | ERCO | HEB00110 | 65269 | H1102 | Texas Microgrid, LLC | Natural Gas Internal Combustion Engine | 29.5366 | -95.5363 | 0.4
2025-09 | ERCO | HEB00110 | 65269 | H1103 | Texas Microgrid, LLC | Natural Gas Internal Combustion Engine | 29.5366 | -95.5363 | 0.4
2025-09 | ERCO | Noble Solar | 65271 | NBSLR | BT Noble Solar, LLC | Solar Photovoltaic | 33.2615 | -97.2381 | 275
2025-09 | ERCO | Noble Solar | 65271 | NBSTG | BT Noble Solar, LLC | Batteries | 33.2615 | -97.2381 | 125
2025-09 | ERCO | HEB00182 | 65274 | H1821 | Texas Microgrid, LLC | Natural Gas Internal Combustion Engine | 31.0721 | -97.3709 | 0.4
2025-09 | ERCO | HEB00182 | 65274 | H1822 | Texas Microgrid, LLC | Natural Gas Internal Combustion Engine | 31.0721 | -97.3709 | 0.4
2025-09 | ERCO | HEB00182 | 65274 | H1823 | Texas Microgrid, LLC | Natural Gas Internal Combustion Engine | 31.0721 | -97.3709 | 0.4
2025-09 | MISO | USS Peach Solar LLC | 65276 | USSPS | United States Solar Corporation | Solar Photovoltaic | 44.1711 | -93.9089 | 1
2025-09 | CISO | Wonderful Huller & Shelling | 65277 | WHS01 | Wonderful Renewable Energy, LLC. | Solar Photovoltaic | 35.5761 | -119.7888 | 1.5
2025-09 | CISO | Wonderful Lost Hills | 65278 | WLH01 | Wonderful Renewable Energy, LLC. | Solar Photovoltaic | 35.6693 | -119.8766 | 17.1
2025-09 | ISNE | Fairhaven E | 65279 | FHS | Fairhaven MA 1, LLC | Solar Photovoltaic | 42.642 | -72.896 | 2
2025-09 | PJM | 601 Doremus CDG | 65280 | 1 | Hartz Solar, LLC | Solar Photovoltaic | 40.732 | -74.1205 | 1.5
2025-09 | PJM | Bomber CSG | 65281 | BOMB | Hampstead Solar, LLC | Solar Photovoltaic | 39.599 | -76.8526 | 6
2025-09 | MISO | Red Barn Energy | 65282 | WT | Wisconsin Public Service Corp | Onshore Wind Turbine | 42.9514 | -90.4407 | 91.6
2025-09 | ISNE | Barrow Solar | 65287 | BARRO | Ecos Energy LLC | Solar Photovoltaic | 42.0326 | -72.5049 | 2
2025-09 | PJM | 5601 Westside CDG | 65289 | 1 | Hartz Solar, LLC | Solar Photovoltaic | 40.7796 | -74.0418 | 1.5
2025-09 | ISNE | Indian River Hydro | 65294 | 1 | Eagle Creek Renewable Energy, LLC | Conventional Hydroelectric | 42.1866 | -72.8503 | 0.7
2025-09 | ISNE | Indian River Hydro | 65294 | 2 | Eagle Creek Renewable Energy, LLC | Conventional Hydroelectric | 42.1866 | -72.8503 | 0.7
2025-09 | SWPP | Bob Glanzer Generating Station | 65295 | HG1 | NorthWestern Energy - (SD) | Natural Gas Internal Combustion Engine | 44.3695 | -98.1722 | 11.5
2025-09 | SWPP | Bob Glanzer Generating Station | 65295 | HG2 | NorthWestern Energy - (SD) | Natural Gas Internal Combustion Engine | 44.3695 | -98.1722 | 11.5
2025-09 | SWPP | Bob Glanzer Generating Station | 65295 | HG3 | NorthWestern Energy - (SD) | Natural Gas Internal Combustion Engine | 44.3695 | -98.1722 | 11.5
2025-09 | SWPP | Bob Glanzer Generating Station | 65295 | HG4 | NorthWestern Energy - (SD) | Natural Gas Internal Combustion Engine | 44.3695 | -98.1722 | 11.5
2025-09 | SWPP | Bob Glanzer Generating Station | 65295 | HG5 | NorthWestern Energy - (SD) | Natural Gas Internal Combustion Engine | 44.3695 | -98.1722 | 11.5
2025-09 | SWPP | Bob Glanzer Generating Station | 65295 | HG6 | NorthWestern Energy - (SD) | Natural Gas Internal Combustion Engine | 44.3695 | -98.1722 | 11.5
2025-09 | SWPP | Hawthorn Solar I | 65296 | HAW10 | Evergy Metro | Solar Photovoltaic | 39.1338 | -94.4863 | 10
2025-09 | NYIS | DOCCS Midstate | 65297 | 81722 | DOCCS Midstate | Solar Photovoltaic | 43.164 | -75.3041 | 3.8
2025-09 | NYIS | DOCCS Eastern | 65298 | 81724 | DOCCS Eastern | Solar Photovoltaic | 41.7389 | -74.3686 | 5
2025-09 | NYIS | DOCCS Wende | 65299 | 81721 | DOCCS Wende | Solar Photovoltaic | 42.93 | -78.5548 | 5
2025-09 | NYIS | DOCCS Greenhaven | 65300 | 81723 | DOCCS Greenhaven | Solar Photovoltaic | 41.5784 | -73.7206 | 3.7
2025-09 | PJM | Salt City Solar Project - Hybrid | 65302 | SOLAR | Salt City Solar LLC | Solar Photovoltaic | 39.4147 | -82.9629 | 49.9
2025-09 | ERCO | Sun Valley Solar Project | 65303 | SUNS | Sun Valley Solar LLC | Solar Photovoltaic | 31.8698 | -97.015 | 250
2025-09 | PJM | ENGIE Solidago Solar Project - Hybrid | 65304 | SOLAR | ENGIE Solidago Solar LLC | Solar Photovoltaic | 39.3952 | -75.7535 | 50
2025-09 | PJM | Powells Creek Solar - Hybrid | 65305 | SOLAR | Powells Creek Farm Solar, LLC | Solar Photovoltaic | 36.5547 | -79.0286 | 70
2025-09 | ERCO | Limestone Wind Project | 65306 | LIMEW | Limestone Wind Project, LLC | Onshore Wind Turbine | 31.8535 | -96.6245 | 299.2
2025-09 | PJM | Sunnybrook Solar Project - Hybrid | 65307 | SUNS | Sunnybrook Farm Solar, LLC | Solar Photovoltaic | 36.7987 | -78.8396 | 51
2025-09 | ERCO | Horizon Solar | 65308 | HRZNS | Leeward Asset Management, LLC | Solar Photovoltaic | 28.9377 | -99.1077 | 200
2025-09 | NYIS | Millersport GM 1 | 65309 | 532 | Greenbacker Renewable Energy Corporation | Solar Photovoltaic | 42.9921 | -78.7908 | 5
2025-09 | PJM | Caden Energix Wytheville LLC | 65314 | ENX19 | Caden Energix Wytheville LLC | Solar Photovoltaic | 36.9643 | -81.0499 | 20
2025-09 | PJM | Gas City 2 | 65315 | GASC2 | Indiana Municipal Power Agency | Solar Photovoltaic | 40.4787 | -85.5581 | 1.8
2025-09 | MISO | Sapphire Sky Wind Energy LLC | 65316 | 65011 | Invenergy Services LLC | Onshore Wind Turbine | 40.2945 | -88.5846 | 259.8
2025-09 | PJM | Springfield Solar | 65317 | SPRG | Dominion Renewable Energy | Solar Photovoltaic | 38.093 | -76.799 | 2
2025-09 | PJM | Quillwort Solar | 65318 | POWI | Dominion Renewable Energy | Solar Photovoltaic | 37.567 | -77.9271 | 18
2025-09 | PJM | Maplewood Solar | 65319 | MAPL | Dominion Renewable Energy | Solar Photovoltaic | 36.89 | -79.32 | 120
2025-09 | PJM | Sebera Solar | 65320 | SEBE | Dominion Renewable Energy | Solar Photovoltaic | 37.25 | -77.25 | 18
2025-09 | PJM | Rochambeau Solar | 65321 | RBSO | Dominion Renewable Energy | Solar Photovoltaic | 37.35 | -76.76 | 19.9
2025-09 | PJM | Fort Powhatan Solar | 65322 | FTPW | Dominion Renewable Energy | Solar Photovoltaic | 37.26 | -77.08 | 150
2025-09 | PJM | Bedford Solar (Dominion) | 65323 | BEDF | Dominion Renewable Energy | Solar Photovoltaic | 36.7 | -76.1647 | 70
2025-09 | PJM | Hollins Ferry CSG | 65324 | HOLL | ICFTS MD Solar, LLC | Solar Photovoltaic | 39.2258 | -76.6881 | 1.5
2025-09 | MISO | Meridian Wind Park | 65328 | 1 | DTE Electric Company | Onshore Wind Turbine | 43.462 | -84.3398 | 225
2025-09 | PJM | Mount Laurel Solar | 65329 | LAURL | NJR Clean Energy Ventures Corporation | Solar Photovoltaic | 39.9756 | -74.8887 | 2.5
2025-09 | PJM | CPV Maple Hill Solar | 65332 | MH1 | CPV Maple Hill Solar, LLC | Solar Photovoltaic | 40.3502 | -78.646 | 100
2025-09 | ERCO | Shakes Solar | 65333 | 785 | Cypress Creek Renewables | Solar Photovoltaic | 28.4421 | -99.7558 | 200
2025-09 | SWPP | Platteview Solar LLC | 65334 | PLTVW | AES Distributed Energy | Solar Photovoltaic | 41.191 | -96.3794 | 81
2025-09 | ERCO | Appaloosa Run Wind | 65335 | WAPPA | Appaloosa Run Wind, LLC | Onshore Wind Turbine | 31.1573 | -101.8316 | 171.8
2025-09 | NYIS | Maybrook Solar, LLC (CSG) | 65337 | MAYBK | NJR Clean Energy Ventures Corporation | Solar Photovoltaic | 41.4631 | -74.2478 | 5
2025-09 | PJM | MD - CS - Potomac Edison Co - GA25 TPE ( | 65339 | 19002 | Distributed Solar Development, LLC | Solar Photovoltaic | 39.6081 | -79.3282 | 2
2025-09 | PJM | MD - CS - BGE - PR24 TPE | 65340 | 19003 | Distributed Solar Development, LLC | Solar Photovoltaic | 38.9274 | -76.6992 | 2
2025-09 | ISNE | Gorham Solar 1 (CSG) | 65342 | GS1 | CleanCapital Holdings | Solar Photovoltaic | 43.6603 | -70.4105 | 5
2025-09 | PJM | Ross County Solar, LLC | 65343 | ROSS | Ross County Solar, LLC | Solar Photovoltaic | 39.3259 | -83.3528 | 120
2025-09 | MISO | Macbeth Solar | 65346 | MCB20 | Macbeth Solar, LLC | Solar Photovoltaic | 43.437 | -86.353 | 20
2025-09 | MISO | Lyons Road | 65347 | LYON1 | Lyons Road Solar, LLC | Solar Photovoltaic | 42.9658 | -84.1429 | 20
2025-09 | PJM | Mount Olive Solar Farm | 65348 | OLIVE | NJR Clean Energy Ventures Corporation | Solar Photovoltaic | 40.881 | -74.699 | 19.8
2025-09 | MISO | Mulligan Solar, LLC | 65349 | MLGAN | Mulligan Solar | Solar Photovoltaic | 40.0939 | -89.4204 | 70
2025-09 | MISO | Ford County Wind Farm LLC | 65350 | FORDC | Ford Ridge | Onshore Wind Turbine | 40.5563 | -88.3495 | 121.3
2025-09 | MISO | General Dynamics | 65351 | GD | Today's Power, Inc. | Solar Photovoltaic | 33.602 | -92.541 | 2
2025-09 | MISO | General Dynamics | 65351 | GDBA1 | Today's Power, Inc. | Batteries | 33.602 | -92.541 | 2.5
2025-09 | MISO | General Dynamics | 65351 | GDBA2 | Today's Power, Inc. | Batteries | 33.602 | -92.541 | 2.5
2025-09 | ISNE | MacKinnon Solar | 65352 | MACKN | Ecos Energy LLC | Solar Photovoltaic | 43.5786 | -72.9573 | 2.2
2025-09 | ISNE | McHenry Solar | 65353 | MCHEN | Ecos Energy LLC | Solar Photovoltaic | 41.77 | -72.0802 | 1
2025-09 | PJM | OER Monarch CSG | 65357 | OERMN | Standard Solar | Solar Photovoltaic | 38.7996 | -76.7895 | 2
2025-09 | PJM | OER Patuxent CSG | 65358 | PATUX | Standard Solar | Solar Photovoltaic | 38.8386 | -76.6831 | 2
2025-09 | PJM | Shepherds Mill CSG | 65359 | SHEPM | Standard Solar | Solar Photovoltaic | 39.5623 | -77.1618 | 2
2025-09 | CISO | AT&T - San Diego Trade Street | 65360 | ATA02 | Bloom Energy | Other Natural Gas | 32.8876 | -117.1668 | 1
2025-09 | CISO | CalTech - Pasadena Wilson Ave | 65361 | CLT30 | Bloom Energy | Other Natural Gas | 34.1382 | -118.1284 | 2.2
2025-09 | ISNE | MA CS Uxbridge Community Solar | 65362 | UXBRD | MA CS Uxbridge, LLC | Solar Photovoltaic | 42.071 | -71.6232 | 4
2025-09 | CISO | Danell Bros Inc | 65364 | 12585 | Renewable Solar, Inc | Solar Photovoltaic | 36.2676 | -119.6316 | 2.6
2025-09 | CISO | CA - Ventura Co CCD - Moorpark College | 65365 | 17024 | Forefront Power, LLC | Solar Photovoltaic | 34.2997 | -118.8335 | 2.6
2025-09 | SWPP | POET Bioprocessing- Mitchell | 65367 | 1 | POET Bioprocessing- Mitchell | Natural Gas Steam Turbine | 43.8024 | -98.1018 | 3.9
2025-09 | PJM | Linden Hawk Rise Solar CSG | 65368 | LINDN | Navisun LLC | Solar Photovoltaic | 40.6039 | -74.2455 | 4
2025-09 | ISNE | BWC Maces Pond LLC | 65370 | RCKPT | Navisun LLC | Solar Photovoltaic | 44.1736 | -69.1233 | 3.5
2025-09 | ERCO | Mark One Power Station | 65372 | CTG-1 | City of San Antonio - (TX) | Natural Gas Fired Combustion Turbine | 29.2271 | -95.4308 | 60.5
2025-09 | ERCO | Mark One Power Station | 65372 | CTG-2 | City of San Antonio - (TX) | Natural Gas Fired Combustion Turbine | 29.2271 | -95.4308 | 60.5
2025-09 | ERCO | Mark One Power Station | 65372 | CTG-3 | City of San Antonio - (TX) | Natural Gas Fired Combustion Turbine | 29.2271 | -95.4308 | 60.5
2025-09 | ERCO | Mark One Power Station | 65372 | CTG-4 | City of San Antonio - (TX) | Natural Gas Fired Combustion Turbine | 29.2271 | -95.4308 | 60.5
2025-09 | ERCO | Mark One Power Station | 65372 | CTG-5 | City of San Antonio - (TX) | Natural Gas Fired Combustion Turbine | 29.2271 | -95.4308 | 60.5
2025-09 | ERCO | Mark One Power Station | 65372 | CTG-6 | City of San Antonio - (TX) | Natural Gas Fired Combustion Turbine | 29.2271 | -95.4308 | 60.5
2025-09 | ERCO | Mark One Power Station | 65372 | CTG-7 | City of San Antonio - (TX) | Natural Gas Fired Combustion Turbine | 29.2271 | -95.4308 | 60.5
2025-09 | ERCO | Mark One Power Station | 65372 | CTG-8 | City of San Antonio - (TX) | Natural Gas Fired Combustion Turbine | 29.2271 | -95.4308 | 60.5
2025-09 | ERCO | Brotman Power Station | 65373 | CTG-1 | ProEnergy Services | Natural Gas Fired Combustion Turbine | 29.3641 | -95.4351 | 60.5
2025-09 | ERCO | Brotman Power Station | 65373 | CTG-2 | ProEnergy Services | Natural Gas Fired Combustion Turbine | 29.3641 | -95.4351 | 60.5
2025-09 | ERCO | Brotman Power Station | 65373 | CTG-3 | ProEnergy Services | Natural Gas Fired Combustion Turbine | 29.3641 | -95.4351 | 60.5
2025-09 | ERCO | Brotman Power Station | 65373 | CTG-4 | ProEnergy Services | Natural Gas Fired Combustion Turbine | 29.3641 | -95.4351 | 60.5
2025-09 | ERCO | Brotman Power Station | 65373 | CTG-5 | ProEnergy Services | Natural Gas Fired Combustion Turbine | 29.3641 | -95.4351 | 60.5
2025-09 | ERCO | Brotman Power Station | 65373 | CTG-6 | ProEnergy Services | Natural Gas Fired Combustion Turbine | 29.3641 | -95.4351 | 60.5
2025-09 | ERCO | Brotman Power Station | 65373 | CTG-7 | ProEnergy Services | Natural Gas Fired Combustion Turbine | 29.3641 | -95.4351 | 60.5
2025-09 | ERCO | Brotman Power Station | 65373 | CTG-8 | ProEnergy Services | Natural Gas Fired Combustion Turbine | 29.3641 | -95.4351 | 60.5
2025-09 | SWPP | Fredonia (KS) | 65374 | GEN1 | City of Fredonia - (KS) | Petroleum Liquids | 37.5471 | -95.8153 | 1.5
2025-09 | SWPP | Fredonia (KS) | 65374 | GEN2 | City of Fredonia - (KS) | Petroleum Liquids | 37.5471 | -95.8153 | 1.5
2025-09 | NYIS | OYA Robinson Road | 65378 | NY002 | SunStrong Management, LLC | Solar Photovoltaic | 44.2632 | -75.9911 | 5
2025-09 | NYIS | OYA State Route 122 | 65379 | NY001 | SunStrong Management, LLC | Solar Photovoltaic | 44.922 | -74.265 | 4.5
2025-09 | MISO | Allie L.L.C. (CSG) | 65381 | PAPE | Allie L.L.C. | Solar Photovoltaic | 44.7888 | -95.2015 | 1
2025-09 | CISO | Lincoln WWTF Hybrid | 65382 | ESS | Lincoln Solar Star, LLC | Batteries | 38.859 | -121.346 | 1
2025-09 | CISO | Lincoln WWTF Hybrid | 65382 | PV | Lincoln Solar Star, LLC | Solar Photovoltaic | 38.859 | -121.346 | 3
2025-09 | CISO | Bodega Avenue Solar LLC | 65383 | 003-A | Bodega Avenue Solar LLC | Solar Photovoltaic | 38.2615 | -122.7373 | 1
2025-09 | CISO | Bodega Avenue Solar LLC | 65383 | 003-B | Bodega Avenue Solar LLC | Solar Photovoltaic | 38.2615 | -122.7373 | 1
2025-09 | NYIS | Airport Road Solar (CSG) | 65385 | AIRPT | NJR Clean Energy Ventures Corporation | Solar Photovoltaic | 41.4283 | -74.3966 | 3.4
2025-09 | ISNE | Howard Lane Solar | 65386 | HOWRD | NJR Clean Energy Ventures Corporation | Solar Photovoltaic | 41.864 | -71.618 | 3
2025-09 | PJM | Holland Solar Farm | 65387 | HOLND | NJR Clean Energy Ventures Corporation | Solar Photovoltaic | 40.619 | -75.155 | 6.7
2025-09 | MISO | Ledyard Windpower, LLC | 65390 | LDYRD | Duke Energy Renewables Services | Onshore Wind Turbine | 43.4301 | -94.107 | 207
2025-09 | SWPP | Beloit Solar LLC | 65391 | BS1 | PPM Solar LLC | Solar Photovoltaic | 39.4504 | -98.1048 | 2
2025-09 | MISO | Neal Energy Center Solar | 65393 | NECS | MidAmerican Energy Co | Solar Photovoltaic | 42.333 | -96.3482 | 4
2025-09 | CISO | Santa Paula Energy Storage LLC | 65397 | SP1 | Santa Paula Energy Storage, LLC | Batteries | 34.3572 | -119.055 | 30
2025-09 | NYIS | Mill Pond Hydro | 65399 | U1 | Rivers Electric, LLC | Conventional Hydroelectric | 42.253 | -73.898 | 0.5
2025-09 | NYIS | Mill Pond Hydro | 65399 | U2 | Rivers Electric, LLC | Conventional Hydroelectric | 42.253 | -73.898 | 0.5
2025-09 | MISO | Purdue CHP | 65400 | PUCHP | Duke Energy Indiana, LLC | Natural Gas Fired Combustion Turbine | 40.417 | -86.9153 | 13.3
2025-09 | PJM | Arche Energy Project, LLC | 65402 | ARCHE | Lightsource Renewable Energy Asset Management, LLC | Solar Photovoltaic | 41.6721 | -84.3065 | 107
2025-09 | MISO | Flint Hills Resources Pine Bend, LLC | 65405 | CTG | Flint Hills Resources Pine Bend, LLC | Natural Gas Fired Combined Cycle | 44.4548 | -93.0212 | 60.5
2025-09 | MISO | Flint Hills Resources Pine Bend, LLC | 65405 | SOLAR | Flint Hills Resources Pine Bend, LLC | Solar Photovoltaic | 44.4548 | -93.0212 | 45
2025-09 | MISO | Flint Hills Resources Pine Bend, LLC | 65405 | STG | Flint Hills Resources Pine Bend, LLC | Natural Gas Fired Combined Cycle | 44.4548 | -93.0212 | 12.9
2025-09 | CISO | Gilead Oceanside Solar Project | 65408 | GOSSB | Gilead Sciences Inc. | Batteries | 33.2131 | -117.3042 | 0.7
2025-09 | CISO | Gilead Oceanside Solar Project | 65408 | GOSSP | Gilead Sciences Inc. | Solar Photovoltaic | 33.2131 | -117.3042 | 1.5
2025-09 | CISO | Gilead Foster City Solar Project | 65409 | GFCS1 | Gilead Sciences Inc. Foster City | Solar Photovoltaic | 37.5686 | -122.278 | 0.9
2025-09 | CISO | Gilead Foster City Solar Project | 65409 | GFCS2 | Gilead Sciences Inc. Foster City | Solar Photovoltaic | 37.5686 | -122.278 | 0.2
2025-09 | CISO | Gilead Foster City Solar Project | 65409 | GFCSB | Gilead Sciences Inc. Foster City | Batteries | 37.5686 | -122.278 | 0.5
2025-09 | ERCO | Cunningham Storage | 65410 | SPUT | Acciona Energy USA Global, LLC | Batteries | 33.0043 | -96.0759 | 190
2025-09 | SWPP | Airport 009239 SCS Lexington, LLC | 65411 | 20215 | Arevon Energy, Inc. | Solar Photovoltaic | 40.7854 | -99.768 | 1
2025-09 | MISO | Northern Cardinal Solar SCS IL 1, LLC | 65412 | 20213 | Arevon Energy, Inc. | Solar Photovoltaic | 40.07 | -88.243 | 10
2025-09 | MISO | SCS West Fairchild 011958 Danville, LLC | 65413 | 20217 | Arevon Energy, Inc. | Solar Photovoltaic | 40.1406 | -87.6505 | 1.6
2025-09 | PJM | SCS Plainfield 011755 Naperville, LLC | 65414 | 20212 | Arevon Energy, Inc. | Solar Photovoltaic | 41.6996 | -88.1664 | 1
2025-09 | MISO | SCS Galena 012589 Peoria, LLC | 65415 | 20218 | Arevon Energy, Inc. | Solar Photovoltaic | 40.7653 | -89.5691 | 2
2025-09 | SWPP | Monroe 009452 SCS Cozad, LLC | 65416 | 20214 | Arevon Energy, Inc. | Solar Photovoltaic | 40.8727 | -99.9786 | 2
2025-09 | MISO | SCS COUNTY 012631 Champaign, LLC | 65417 | 20216 | Arevon Energy, Inc. | Solar Photovoltaic | 40.0712 | -88.2387 | 2
2025-09 | PJM | SCS Randolph 012175 Somerset, LLC | 65418 | 20211 | Arevon Energy, Inc. | Solar Photovoltaic | 40.5401 | -74.5588 | 2.3
2025-09 | NYIS | OYA Wayside Drive | 65434 | NY003 | SunStrong Management, LLC | Solar Photovoltaic | 44.017 | -75.922 | 5
2025-09 | NYIS | OYA Pulaski | 65435 | NY004 | SunStrong Management, LLC | Solar Photovoltaic | 43.583 | -76.18 | 3.5
2025-09 | NYIS | OYA Main Street | 65436 | NY006 | OYA Main Street LLC | Solar Photovoltaic | 42.875 | -77.877 | 5
2025-09 | MISO | USS Franklin Solar LLC | 65439 | USSFS | United States Solar Corporation | Solar Photovoltaic | 44.5362 | -94.9018 | 1
2025-09 | MISO | USS Catfish Solar LLC | 65440 | USSCF | United States Solar Corporation | Solar Photovoltaic | 44.5359 | -94.9042 | 1
2025-09 | MISO | USS Itasca Clean Energy Solar LLC | 65441 | ITCBT | United States Solar Corporation | Batteries | 47.2105 | -93.5182 | 1
2025-09 | MISO | USS Itasca Clean Energy Solar LLC | 65441 | USSTC | United States Solar Corporation | Solar Photovoltaic | 47.2105 | -93.5182 | 2
2025-09 | MISO | USS Mesa Solar LLC | 65442 | USSMS | United States Solar Corporation | Solar Photovoltaic | 44.4709 | -95.0509 | 1
2025-09 | MISO | USS Wells Creek Solar LLC | 65443 | USSWC | United States Solar Corporation | Solar Photovoltaic | 44.234 | -92.3653 | 1
2025-09 | MISO | USS Verbena Solar LLC | 65444 | USSVS | United States Solar Corporation | Solar Photovoltaic | 44.7259 | -94.4942 | 1
2025-09 | CISO | CA-Ventura Co CCD-Oxnard College Canopy | 65447 | 19032 | Forefront Power, LLC | Solar Photovoltaic | 34.1659 | -119.1568 | 1.5
2025-09 | MISO | SolarClub 10 LLC | 65448 | SC 10 | Nautilus Solar Solutions | Solar Photovoltaic | 45.273 | -93.83 | 1
2025-09 | MISO | SolarClub 15 LLC | 65449 | SC 15 | Nautilus Solar Solutions | Solar Photovoltaic | 45.43 | -94.026 | 1
2025-09 | NYIS | NY - PANYNJ - LaGuardia - Rooftop | 65450 | 18002 | Forefront Power, LLC | Solar Photovoltaic | 40.773 | -73.8747 | 1
2025-09 | MISO | SolarClub 20 LLC | 65451 | SC 20 | Nautilus Solar Solutions | Solar Photovoltaic | 44.368 | -92.028 | 1
2025-09 | MISO | SolarClub 23 LLC | 65452 | SC 23 | Nautilus Solar Solutions | Solar Photovoltaic | 43.866 | -91.323 | 1
2025-09 | MISO | SolarClub 28 LLC | 65453 | SC 28 | Nautilus Solar Solutions | Solar Photovoltaic | 44.543 | -94.226 | 1
2025-09 | MISO | SolarClub 35 LLC | 65455 | SC 35 | Nautilus Solar Solutions | Solar Photovoltaic | 44.101 | -94.077 | 1
2025-09 | CISO | Separator (Etiwanda) BESS | 65456 | SEPAR | Southern California Edison Co | Batteries | 34.0921 | -117.534 | 112.5
2025-09 | CISO | Cathode (Hinson) BESS | 65457 | CATH1 | Southern California Edison Co | Batteries | 33.7763 | -118.2003 | 100
2025-09 | CISO | Cathode (Hinson) BESS | 65457 | CATH2 | Southern California Edison Co | Batteries | 33.7763 | -118.2003 | 100
2025-09 | NYIS | OYA Church Road | 65459 | NY005 | OYA Church Road A LLC | Solar Photovoltaic | 43.1913 | -76.3895 | 5
2025-09 | ISNE | Hartland Solar | 65460 | HART1 | Madison Energy Holdings LLC | Solar Photovoltaic | 44.8505 | -69.4538 | 4
2025-09 | ISNE | Unity Solar | 65461 | UNITY | Madison Energy Holdings LLC | Solar Photovoltaic | 44.598 | -69.357 | 5
2025-09 | ERCO | Hornet Solar (TX) | 65463 | HRNET | Vesper Energy Development LLC | Solar Photovoltaic | 34.4852 | -101.9714 | 600
2025-09 | CISO | Laredo Detention Facility - Solar 2, 3 | 65464 | LDF2 | County of Kern | Solar Photovoltaic | 35.5109 | -119.1099 | 3.1
2025-09 | CISO | Laredo Detention Facility - Solar 2, 3 | 65464 | LDF3 | County of Kern | Solar Photovoltaic | 35.5109 | -119.1099 | 2.1
2025-09 | PJM | Cinnaminson Landfill Solar | 65465 | CINN | Public Service Elec & Gas Co | Solar Photovoltaic | 40.0158 | -74.9835 | 10
2025-09 | PJM | Kinsley II Landfill Solar System | 65466 | KINS2 | Public Service Elec & Gas Co | Solar Photovoltaic | 39.7927 | -75.1114 | 3.8
2025-09 | PJM | Pennsauken Brownfield Solar | 65467 | PENN | Public Service Elec & Gas Co | Solar Photovoltaic | 39.9631 | -75.0795 | 12
2025-09 | PJM | Highland Park Borough Solar | 65468 | HIGH | Public Service Elec & Gas Co | Solar Photovoltaic | 40.4966 | -74.4175 | 0.5
2025-09 | PJM | Highland Park Borough Solar | 65468 | HPBA | Public Service Elec & Gas Co | Batteries | 40.4966 | -74.4175 | 0.6
2025-09 | CISO | Sealed Air Madera Solar Project | 65469 | SAMBA | Sealed Air Corporation | Batteries | 36.9456 | -120.056 | 0.8
2025-09 | CISO | Sealed Air Madera Solar Project | 65469 | SAMSP | Sealed Air Corporation | Solar Photovoltaic | 36.9456 | -120.056 | 3
2025-09 | PJM | Cummins Whitakers PV Arrays | 65470 | CWPVA | Cummins, Inc. | Solar Photovoltaic | 36.0894 | -77.7268 | 3.3
2025-09 | ISNE | GD Johnson Scituate I, LLC | 65473 | GDJSI | GD Johnson Scituate I, LLC | Solar Photovoltaic | 41.8071 | -71.5054 | 4.3
2025-09 | ISNE | GDIM 1, LLC | 65474 | GDIM1 | GDIM 1, LLC | Solar Photovoltaic | 41.9667 | -71.526 | 9.6
2025-09 | ISNE | GDIM 2, LLC | 65475 | GDIM2 | GDIM 2, LLC | Solar Photovoltaic | 41.9673 | -71.5196 | 9.6
2025-09 | ISNE | GDIM 3, LLC | 65476 | GDIM3 | GDIM 3, LLC | Solar Photovoltaic | 41.9631 | -71.5169 | 9.6
2025-09 | ISNE | GDIM 4, LLC | 65477 | GDIM4 | GDIM 4, LLC | Solar Photovoltaic | 41.9631 | -71.5169 | 9.6
2025-09 | ISNE | Green Providence Wind I, LLC | 65478 | GPWI | Green Providence Wind I, LLC | Onshore Wind Turbine | 41.7895 | -71.3848 | 1.5
2025-09 | ISNE | Green Providence Wind II, LLC | 65479 | GPWII | Green Providence Wind II, LLC | Onshore Wind Turbine | 41.786 | -71.3855 | 3
2025-09 | MISO | West Memphis Solar Station | 65482 | WMEM1 | Entergy Arkansas LLC | Solar Photovoltaic | 35.1569 | -90.3105 | 180
2025-09 | MISO | Big Cypress Solar, LLC | 65483 | BIGC1 | Big Cypress Solar, LLC | Solar Photovoltaic | 35.3446 | -90.3075 | 180
2025-09 | SWPP | Western Plains Wind | 65484 | WPW1 | Western Plains Wind, LLC | Onshore Wind Turbine | 39.122 | -100.733 | 2.7
2025-09 | CISO | Graniterock Quarry | 65485 | GRWQ | CalCom Energy | Solar Photovoltaic | 36.8782 | -121.6028 | 4.4
2025-09 | PJM | Love Lane Solar | 65486 | LOVLN | NJR Clean Energy Ventures Corporation | Solar Photovoltaic | 39.471 | -75.218 | 1.8
2025-09 | NYIS | Washington Avenue Solar, LLC | 65487 | WASH | Green Street Power Partners | Solar Photovoltaic | 42.8216 | -73.9499 | 4.6
2025-09 | ERCO | Dickens | 65489 | DIKNS | Engie North America | Batteries | 33.7811 | -100.8832 | 200
2025-09 | ERCO | Hydra | 65490 | HYDRA | Engie North America | Batteries | 30.9929 | -102.2895 | 200
2025-09 | ERCO | Paleo | 65491 | PALEO | Engie North America | Batteries | 33.8895 | -101.8016 | 200
2025-09 | ERCO | Pavo | 65492 | PAVO | Engie North America | Batteries | 30.8851 | -102.4226 | 175
2025-09 | ERCO | Tortolas | 65493 | TORTO | Engie North America | Batteries | 29.4324 | -95.2507 | 50
2025-09 | NYIS | Ball Hill Wind Energy, LLC | 65495 | BALLH | Ball Hill Wind Energy, LLC | Onshore Wind Turbine | 42.2653 | -79.0725 | 107.5
2025-09 | NYIS | Bluestone Wind, LLC | 65496 | BLUES | Bluestone Wind, LLC | Onshore Wind Turbine | 42.1118 | -75.4578 | 111.8
2025-09 | MISO | Garden 1 Solar Park | 65497 | GRDS1 | DTE Sustainable Generation | Solar Photovoltaic | 45.7962 | -86.5346 | 0.9
2025-09 | MISO | Garden 2 Solar Park | 65498 | GRDS2 | DTE Sustainable Generation | Solar Photovoltaic | 45.798 | -86.5344 | 1.4
2025-09 | PJM | Danville BESS 1 | 65499 | 90909 | Doc Brown LLC | Batteries | 36.5789 | -79.3841 | 10.5
2025-09 | CISO | Verizon Comms Garage Top Solar Project | 65507 | VCGSP | Verizon Communications | Solar Photovoltaic | 37.3545 | -121.9315 | 2.3
2025-09 | PJM | Mendota Rich Dev CSG | 65508 | MEND | 42nd Road Solar LLC | Solar Photovoltaic | 41.5413 | -89.1481 | 2
2025-09 | CISO | Sierra Pacific Chinese Camp | 65510 | GEN 1 | Sierra Pacific Industries | Solar Photovoltaic | 37.8834 | -120.4544 | 3.6
2025-09 | SWPP | 25 Mile Creek | 65511 | 44444 | Enel Green Power NA, Inc. | Onshore Wind Turbine | 36.487 | -99.739 | 250
2025-09 | SWPP | Kansas Ethanol, LLC | 65512 | KSET | Kansas Ethanol, LLC | Natural Gas Fired Combustion Turbine | 38.2862 | -98.1921 | 13.5
2025-09 | MISO | Bear Grove Solar | 65514 | 13260 | Bear Grove Solar, LLC | Solar Photovoltaic | 44.1297 | -92.5841 | 1
2025-09 | MISO | Dodge Renewables 1 | 65515 | 11049 | Dodge Renewables 1, LLC | Solar Photovoltaic | 44.0186 | -92.8661 | 1
2025-09 | MISO | Dodge Renewables 2 | 65516 | 11083 | Dodge Renewables 2, LLC | Solar Photovoltaic | 44.0204 | -92.8697 | 1
2025-09 | CISO | Abel Road Bioenergy | 65517 | BMORC | ACC Renewable Resources | Other Waste Biomass | 39.1456 | -122.1186 | 4
2025-09 | ERCO | Longbow Solar, LLC | 65521 | LBSOL | Headwater Energy, LLC | Solar Photovoltaic | 29.2898 | -95.2986 | 78.1
2025-09 | NYIS | Number Three Wind Project | 65522 | 65013 | Invenergy Services LLC | Onshore Wind Turbine | 43.8396 | -75.5699 | 106
2025-09 | CISO | CA-DGS-California Men's Colony | 65523 | 14057 | Forefront Power, LLC | Solar Photovoltaic | 35.3255 | -120.6935 | 2.2
2025-09 | CISO | CA-DGS- RFP-Correctional Training Fac | 65524 | 14069 | Forefront Power, LLC | Solar Photovoltaic | 36.4677 | -121.3846 | 1.6
2025-09 | CISO | CA-DGS RFP-Salinas Valley State Prison | 65525 | 14068 | Forefront Power, LLC | Solar Photovoltaic | 36.4675 | -121.3845 | 3.3
2025-09 | CISO | CA-DGS RFP-Pleasant Valley State Prison | 65526 | 15112 | Forefront Power, LLC | Solar Photovoltaic | 36.1308 | -120.2529 | 2
2025-09 | CISO | CA - Fresno County - Juvenile Hall | 65528 | 17031 | Forefront Power, LLC | Solar Photovoltaic | 36.6611 | -119.726 | 2.8
2025-09 | MISO | Portage Industrial Battery | 65530 | BESS1 | Wisconsin Power & Light Co | Batteries | 43.5521 | -89.4877 | 5
2025-09 | MISO | Deer Run Battery | 65531 | BESS1 | Interstate Power and Light Co | Batteries | 41.9513 | -91.6941 | 5
2025-09 | ISNE | Baldwin (ME) | 65532 | BALD | Maine DG Solar Baldwin, LLC | Solar Photovoltaic | 43.7932 | -70.7569 | 5
2025-09 | ISNE | Augusta | 65533 | AUGU | Maine DG Solar Augusta, LLC | Solar Photovoltaic | 44.3612 | -69.7964 | 2.5
2025-09 | ISNE | Monmouth | 65534 | MON | Maine DG Solar Monmouth, LLC | Solar Photovoltaic | 44.1922 | -70.0217 | 5
2025-09 | ERCO | Bakke | 65535 | BAK1 | Power Depot Group A, LLC | Petroleum Liquids | 32.2959 | -102.54 | 0.6
2025-09 | ERCO | Bakke | 65535 | BAK10 | Power Depot Group A, LLC | Petroleum Liquids | 32.2959 | -102.54 | 0.6
2025-09 | ERCO | Bakke | 65535 | BAK11 | Power Depot Group A, LLC | Petroleum Liquids | 32.2959 | -102.54 | 0.6
2025-09 | ERCO | Bakke | 65535 | BAK12 | Power Depot Group A, LLC | Petroleum Liquids | 32.2959 | -102.54 | 0.6
2025-09 | ERCO | Bakke | 65535 | BAK13 | Power Depot Group A, LLC | Petroleum Liquids | 32.2959 | -102.54 | 0.6
2025-09 | ERCO | Bakke | 65535 | BAK14 | Power Depot Group A, LLC | Petroleum Liquids | 32.2959 | -102.54 | 0.6
2025-09 | ERCO | Bakke | 65535 | BAK15 | Power Depot Group A, LLC | Petroleum Liquids | 32.2959 | -102.54 | 0.6
2025-09 | ERCO | Bakke | 65535 | BAK2 | Power Depot Group A, LLC | Petroleum Liquids | 32.2959 | -102.54 | 0.6
2025-09 | ERCO | Bakke | 65535 | BAK3 | Power Depot Group A, LLC | Petroleum Liquids | 32.2959 | -102.54 | 0.6
2025-09 | ERCO | Bakke | 65535 | BAK4 | Power Depot Group A, LLC | Petroleum Liquids | 32.2959 | -102.54 | 0.6
2025-09 | ERCO | Bakke | 65535 | BAK5 | Power Depot Group A, LLC | Petroleum Liquids | 32.2959 | -102.54 | 0.6
2025-09 | ERCO | Bakke | 65535 | BAK6 | Power Depot Group A, LLC | Petroleum Liquids | 32.2959 | -102.54 | 0.6
2025-09 | ERCO | Bakke | 65535 | BAK7 | Power Depot Group A, LLC | Petroleum Liquids | 32.2959 | -102.54 | 0.6
2025-09 | ERCO | Bakke | 65535 | BAK8 | Power Depot Group A, LLC | Petroleum Liquids | 32.2959 | -102.54 | 0.6
2025-09 | ERCO | Bakke | 65535 | BAK9 | Power Depot Group A, LLC | Petroleum Liquids | 32.2959 | -102.54 | 0.6
2025-09 | ERCO | Citrus City | 65536 | CC1 | Power Depot Group A, LLC | Petroleum Liquids | 26.321 | -98.3517 | 0.6
2025-09 | ERCO | Citrus City | 65536 | CC10 | Power Depot Group A, LLC | Petroleum Liquids | 26.321 | -98.3517 | 0.6
2025-09 | ERCO | Citrus City | 65536 | CC11 | Power Depot Group A, LLC | Petroleum Liquids | 26.321 | -98.3517 | 0.6
2025-09 | ERCO | Citrus City | 65536 | CC12 | Power Depot Group A, LLC | Petroleum Liquids | 26.321 | -98.3517 | 0.6
2025-09 | ERCO | Citrus City | 65536 | CC13 | Power Depot Group A, LLC | Petroleum Liquids | 26.321 | -98.3517 | 0.6
2025-09 | ERCO | Citrus City | 65536 | CC14 | Power Depot Group A, LLC | Petroleum Liquids | 26.321 | -98.3517 | 0.6
2025-09 | ERCO | Citrus City | 65536 | CC15 | Power Depot Group A, LLC | Petroleum Liquids | 26.321 | -98.3517 | 0.6
2025-09 | ERCO | Citrus City | 65536 | CC2 | Power Depot Group A, LLC | Petroleum Liquids | 26.321 | -98.3517 | 0.6
2025-09 | ERCO | Citrus City | 65536 | CC3 | Power Depot Group A, LLC | Petroleum Liquids | 26.321 | -98.3517 | 0.6
2025-09 | ERCO | Citrus City | 65536 | CC4 | Power Depot Group A, LLC | Petroleum Liquids | 26.321 | -98.3517 | 0.6
2025-09 | ERCO | Citrus City | 65536 | CC5 | Power Depot Group A, LLC | Petroleum Liquids | 26.321 | -98.3517 | 0.6
2025-09 | ERCO | Citrus City | 65536 | CC6 | Power Depot Group A, LLC | Petroleum Liquids | 26.321 | -98.3517 | 0.6
2025-09 | ERCO | Citrus City | 65536 | CC7 | Power Depot Group A, LLC | Petroleum Liquids | 26.321 | -98.3517 | 0.6
2025-09 | ERCO | Citrus City | 65536 | CC8 | Power Depot Group A, LLC | Petroleum Liquids | 26.321 | -98.3517 | 0.6
2025-09 | ERCO | Citrus City | 65536 | CC9 | Power Depot Group A, LLC | Petroleum Liquids | 26.321 | -98.3517 | 0.6
2025-09 | ERCO | Clara | 65537 | CLA1 | Power Depot Group A, LLC | Petroleum Liquids | 29.8453 | -95.5539 | 0.6
2025-09 | ERCO | Clara | 65537 | CLA10 | Power Depot Group A, LLC | Petroleum Liquids | 29.8453 | -95.5539 | 0.6
2025-09 | ERCO | Clara | 65537 | CLA11 | Power Depot Group A, LLC | Petroleum Liquids | 29.8453 | -95.5539 | 0.6
2025-09 | ERCO | Clara | 65537 | CLA12 | Power Depot Group A, LLC | Petroleum Liquids | 29.8453 | -95.5539 | 0.6
2025-09 | ERCO | Clara | 65537 | CLA13 | Power Depot Group A, LLC | Petroleum Liquids | 29.8453 | -95.5539 | 0.6
2025-09 | ERCO | Clara | 65537 | CLA14 | Power Depot Group A, LLC | Petroleum Liquids | 29.8453 | -95.5539 | 0.6
2025-09 | ERCO | Clara | 65537 | CLA15 | Power Depot Group A, LLC | Petroleum Liquids | 29.8453 | -95.5539 | 0.6
2025-09 | ERCO | Clara | 65537 | CLA2 | Power Depot Group A, LLC | Petroleum Liquids | 29.8453 | -95.5539 | 0.6
2025-09 | ERCO | Clara | 65537 | CLA3 | Power Depot Group A, LLC | Petroleum Liquids | 29.8453 | -95.5539 | 0.6
2025-09 | ERCO | Clara | 65537 | CLA4 | Power Depot Group A, LLC | Petroleum Liquids | 29.8453 | -95.5539 | 0.6
2025-09 | ERCO | Clara | 65537 | CLA5 | Power Depot Group A, LLC | Petroleum Liquids | 29.8453 | -95.5539 | 0.6
2025-09 | ERCO | Clara | 65537 | CLA6 | Power Depot Group A, LLC | Petroleum Liquids | 29.8453 | -95.5539 | 0.6
2025-09 | ERCO | Clara | 65537 | CLA7 | Power Depot Group A, LLC | Petroleum Liquids | 29.8453 | -95.5539 | 0.6
2025-09 | ERCO | Clara | 65537 | CLA8 | Power Depot Group A, LLC | Petroleum Liquids | 29.8453 | -95.5539 | 0.6
2025-09 | ERCO | Clara | 65537 | CLA9 | Power Depot Group A, LLC | Petroleum Liquids | 29.8453 | -95.5539 | 0.6
2025-09 | ERCO | Cutten | 65538 | CUT1 | Power Depot Group A, LLC | Petroleum Liquids | 29.9568 | -95.5276 | 0.6
2025-09 | ERCO | Cutten | 65538 | CUT10 | Power Depot Group A, LLC | Petroleum Liquids | 29.9568 | -95.5276 | 0.6
2025-09 | ERCO | Cutten | 65538 | CUT11 | Power Depot Group A, LLC | Petroleum Liquids | 29.9568 | -95.5276 | 0.6
2025-09 | ERCO | Cutten | 65538 | CUT12 | Power Depot Group A, LLC | Petroleum Liquids | 29.9568 | -95.5276 | 0.6
2025-09 | ERCO | Cutten | 65538 | CUT13 | Power Depot Group A, LLC | Petroleum Liquids | 29.9568 | -95.5276 | 0.6
2025-09 | ERCO | Cutten | 65538 | CUT14 | Power Depot Group A, LLC | Petroleum Liquids | 29.9568 | -95.5276 | 0.6
2025-09 | ERCO | Cutten | 65538 | CUT15 | Power Depot Group A, LLC | Petroleum Liquids | 29.9568 | -95.5276 | 0.6
2025-09 | ERCO | Cutten | 65538 | CUT2 | Power Depot Group A, LLC | Petroleum Liquids | 29.9568 | -95.5276 | 0.6
2025-09 | ERCO | Cutten | 65538 | CUT3 | Power Depot Group A, LLC | Petroleum Liquids | 29.9568 | -95.5276 | 0.6
2025-09 | ERCO | Cutten | 65538 | CUT4 | Power Depot Group A, LLC | Petroleum Liquids | 29.9568 | -95.5276 | 0.6
2025-09 | ERCO | Cutten | 65538 | CUT5 | Power Depot Group A, LLC | Petroleum Liquids | 29.9568 | -95.5276 | 0.6
2025-09 | ERCO | Cutten | 65538 | CUT6 | Power Depot Group A, LLC | Petroleum Liquids | 29.9568 | -95.5276 | 0.6
2025-09 | ERCO | Cutten | 65538 | CUT7 | Power Depot Group A, LLC | Petroleum Liquids | 29.9568 | -95.5276 | 0.6
2025-09 | ERCO | Cutten | 65538 | CUT8 | Power Depot Group A, LLC | Petroleum Liquids | 29.9568 | -95.5276 | 0.6
2025-09 | ERCO | Cutten | 65538 | CUT9 | Power Depot Group A, LLC | Petroleum Liquids | 29.9568 | -95.5276 | 0.6
2025-09 | ERCO | E. Porte Ct. | 65539 | EPC1 | Power Depot Group A, LLC | Petroleum Liquids | 26.1921 | -97.6642 | 0.6
2025-09 | ERCO | E. Porte Ct. | 65539 | EPC10 | Power Depot Group A, LLC | Petroleum Liquids | 26.1921 | -97.6642 | 0.6
2025-09 | ERCO | E. Porte Ct. | 65539 | EPC11 | Power Depot Group A, LLC | Petroleum Liquids | 26.1921 | -97.6642 | 0.6
2025-09 | ERCO | E. Porte Ct. | 65539 | EPC12 | Power Depot Group A, LLC | Petroleum Liquids | 26.1921 | -97.6642 | 0.6
2025-09 | ERCO | E. Porte Ct. | 65539 | EPC13 | Power Depot Group A, LLC | Petroleum Liquids | 26.1921 | -97.6642 | 0.6
2025-09 | ERCO | E. Porte Ct. | 65539 | EPC14 | Power Depot Group A, LLC | Petroleum Liquids | 26.1921 | -97.6642 | 0.6
2025-09 | ERCO | E. Porte Ct. | 65539 | EPC15 | Power Depot Group A, LLC | Petroleum Liquids | 26.1921 | -97.6642 | 0.6
2025-09 | ERCO | E. Porte Ct. | 65539 | EPC2 | Power Depot Group A, LLC | Petroleum Liquids | 26.1921 | -97.6642 | 0.6
2025-09 | ERCO | E. Porte Ct. | 65539 | EPC3 | Power Depot Group A, LLC | Petroleum Liquids | 26.1921 | -97.6642 | 0.6
2025-09 | ERCO | E. Porte Ct. | 65539 | EPC4 | Power Depot Group A, LLC | Petroleum Liquids | 26.1921 | -97.6642 | 0.6
2025-09 | ERCO | E. Porte Ct. | 65539 | EPC5 | Power Depot Group A, LLC | Petroleum Liquids | 26.1921 | -97.6642 | 0.6
2025-09 | ERCO | E. Porte Ct. | 65539 | EPC6 | Power Depot Group A, LLC | Petroleum Liquids | 26.1921 | -97.6642 | 0.6
2025-09 | ERCO | E. Porte Ct. | 65539 | EPC7 | Power Depot Group A, LLC | Petroleum Liquids | 26.1921 | -97.6642 | 0.6
2025-09 | ERCO | E. Porte Ct. | 65539 | EPC8 | Power Depot Group A, LLC | Petroleum Liquids | 26.1921 | -97.6642 | 0.6
2025-09 | ERCO | E. Porte Ct. | 65539 | EPC9 | Power Depot Group A, LLC | Petroleum Liquids | 26.1921 | -97.6642 | 0.6
2025-09 | ERCO | Frankel | 65540 | FRA1 | Power Depot Group A, LLC | Petroleum Liquids | 32.3814 | -102.7828 | 0.6
2025-09 | ERCO | Frankel | 65540 | FRA10 | Power Depot Group A, LLC | Petroleum Liquids | 32.3814 | -102.7828 | 0.6
2025-09 | ERCO | Frankel | 65540 | FRA11 | Power Depot Group A, LLC | Petroleum Liquids | 32.3814 | -102.7828 | 0.6
2025-09 | ERCO | Frankel | 65540 | FRA12 | Power Depot Group A, LLC | Petroleum Liquids | 32.3814 | -102.7828 | 0.6
2025-09 | ERCO | Frankel | 65540 | FRA13 | Power Depot Group A, LLC | Petroleum Liquids | 32.3814 | -102.7828 | 0.6
2025-09 | ERCO | Frankel | 65540 | FRA14 | Power Depot Group A, LLC | Petroleum Liquids | 32.3814 | -102.7828 | 0.6
2025-09 | ERCO | Frankel | 65540 | FRA15 | Power Depot Group A, LLC | Petroleum Liquids | 32.3814 | -102.7828 | 0.6
2025-09 | ERCO | Frankel | 65540 | FRA2 | Power Depot Group A, LLC | Petroleum Liquids | 32.3814 | -102.7828 | 0.6
2025-09 | ERCO | Frankel | 65540 | FRA3 | Power Depot Group A, LLC | Petroleum Liquids | 32.3814 | -102.7828 | 0.6
2025-09 | ERCO | Frankel | 65540 | FRA4 | Power Depot Group A, LLC | Petroleum Liquids | 32.3814 | -102.7828 | 0.6
2025-09 | ERCO | Frankel | 65540 | FRA5 | Power Depot Group A, LLC | Petroleum Liquids | 32.3814 | -102.7828 | 0.6
2025-09 | ERCO | Frankel | 65540 | FRA6 | Power Depot Group A, LLC | Petroleum Liquids | 32.3814 | -102.7828 | 0.6
2025-09 | ERCO | Frankel | 65540 | FRA7 | Power Depot Group A, LLC | Petroleum Liquids | 32.3814 | -102.7828 | 0.6
2025-09 | ERCO | Frankel | 65540 | FRA8 | Power Depot Group A, LLC | Petroleum Liquids | 32.3814 | -102.7828 | 0.6
2025-09 | ERCO | Frankel | 65540 | FRA9 | Power Depot Group A, LLC | Petroleum Liquids | 32.3814 | -102.7828 | 0.6
2025-09 | ERCO | GCWA | 65541 | IPS1 | Power Depot Group A, LLC | Petroleum Liquids | 29.3801 | -94.9534 | 0.6
2025-09 | ERCO | GCWA | 65541 | IPS2 | Power Depot Group A, LLC | Petroleum Liquids | 29.3801 | -94.9534 | 0.6
2025-09 | ERCO | GCWA | 65541 | IPS3 | Power Depot Group A, LLC | Petroleum Liquids | 29.3801 | -94.9534 | 0.6
2025-09 | ERCO | GCWA | 65541 | IPS4 | Power Depot Group A, LLC | Petroleum Liquids | 29.3801 | -94.9534 | 0.6
2025-09 | ERCO | GCWA | 65541 | IPS5 | Power Depot Group A, LLC | Petroleum Liquids | 29.3801 | -94.9534 | 0.6
2025-09 | ERCO | GCWA | 65541 | IPS6 | Power Depot Group A, LLC | Petroleum Liquids | 29.3801 | -94.9534 | 0.6
2025-09 | ERCO | GCWA | 65541 | IPS7 | Power Depot Group A, LLC | Petroleum Liquids | 29.3801 | -94.9534 | 0.6
2025-09 | ERCO | GCWA | 65541 | IPS8 | Power Depot Group A, LLC | Petroleum Liquids | 29.3801 | -94.9534 | 0.6
2025-09 | ERCO | GCWA | 65541 | MUN1 | Power Depot Group A, LLC | Petroleum Liquids | 29.3801 | -94.9534 | 0.6
2025-09 | ERCO | GCWA | 65541 | MUN2 | Power Depot Group A, LLC | Petroleum Liquids | 29.3801 | -94.9534 | 0.6
2025-09 | ERCO | GCWA | 65541 | MUN3 | Power Depot Group A, LLC | Petroleum Liquids | 29.3801 | -94.9534 | 0.6
2025-09 | ERCO | GCWA | 65541 | MUN4 | Power Depot Group A, LLC | Petroleum Liquids | 29.3801 | -94.9534 | 0.6
2025-09 | ERCO | Goldsmith | 65542 | GS1 | Power Depot Group A, LLC | Petroleum Liquids | 31.9753 | -102.635 | 0.6
2025-09 | ERCO | Goldsmith | 65542 | GS10 | Power Depot Group A, LLC | Petroleum Liquids | 31.9753 | -102.635 | 0.6
2025-09 | ERCO | Goldsmith | 65542 | GS11 | Power Depot Group A, LLC | Petroleum Liquids | 31.9753 | -102.635 | 0.6
2025-09 | ERCO | Goldsmith | 65542 | GS12 | Power Depot Group A, LLC | Petroleum Liquids | 31.9753 | -102.635 | 0.6
2025-09 | ERCO | Goldsmith | 65542 | GS13 | Power Depot Group A, LLC | Petroleum Liquids | 31.9753 | -102.635 | 0.6
2025-09 | ERCO | Goldsmith | 65542 | GS14 | Power Depot Group A, LLC | Petroleum Liquids | 31.9753 | -102.635 | 0.6
2025-09 | ERCO | Goldsmith | 65542 | GS15 | Power Depot Group A, LLC | Petroleum Liquids | 31.9753 | -102.635 | 0.6
2025-09 | ERCO | Goldsmith | 65542 | GS2 | Power Depot Group A, LLC | Petroleum Liquids | 31.9753 | -102.635 | 0.6
2025-09 | ERCO | Goldsmith | 65542 | GS3 | Power Depot Group A, LLC | Petroleum Liquids | 31.9753 | -102.635 | 0.6
2025-09 | ERCO | Goldsmith | 65542 | GS4 | Power Depot Group A, LLC | Petroleum Liquids | 31.9753 | -102.635 | 0.6
2025-09 | ERCO | Goldsmith | 65542 | GS5 | Power Depot Group A, LLC | Petroleum Liquids | 31.9753 | -102.635 | 0.6
2025-09 | ERCO | Goldsmith | 65542 | GS6 | Power Depot Group A, LLC | Petroleum Liquids | 31.9753 | -102.635 | 0.6
2025-09 | ERCO | Goldsmith | 65542 | GS7 | Power Depot Group A, LLC | Petroleum Liquids | 31.9753 | -102.635 | 0.6
2025-09 | ERCO | Goldsmith | 65542 | GS8 | Power Depot Group A, LLC | Petroleum Liquids | 31.9753 | -102.635 | 0.6
2025-09 | ERCO | Goldsmith | 65542 | GS9 | Power Depot Group A, LLC | Petroleum Liquids | 31.9753 | -102.635 | 0.6
2025-09 | ERCO | Mckeever | 65543 | MK1 | Power Depot Group A, LLC | Petroleum Liquids | 29.5084 | -95.4793 | 0.6
2025-09 | ERCO | Mckeever | 65543 | MK10 | Power Depot Group A, LLC | Petroleum Liquids | 29.5084 | -95.4793 | 0.6
2025-09 | ERCO | Mckeever | 65543 | MK11 | Power Depot Group A, LLC | Petroleum Liquids | 29.5084 | -95.4793 | 0.6
2025-09 | ERCO | Mckeever | 65543 | MK12 | Power Depot Group A, LLC | Petroleum Liquids | 29.5084 | -95.4793 | 0.6
2025-09 | ERCO | Mckeever | 65543 | MK13 | Power Depot Group A, LLC | Petroleum Liquids | 29.5084 | -95.4793 | 0.6
2025-09 | ERCO | Mckeever | 65543 | MK14 | Power Depot Group A, LLC | Petroleum Liquids | 29.5084 | -95.4793 | 0.6
2025-09 | ERCO | Mckeever | 65543 | MK15 | Power Depot Group A, LLC | Petroleum Liquids | 29.5084 | -95.4793 | 0.6
2025-09 | ERCO | Mckeever | 65543 | MK2 | Power Depot Group A, LLC | Petroleum Liquids | 29.5084 | -95.4793 | 0.6
2025-09 | ERCO | Mckeever | 65543 | MK3 | Power Depot Group A, LLC | Petroleum Liquids | 29.5084 | -95.4793 | 0.6
2025-09 | ERCO | Mckeever | 65543 | MK4 | Power Depot Group A, LLC | Petroleum Liquids | 29.5084 | -95.4793 | 0.6
2025-09 | ERCO | Mckeever | 65543 | MK5 | Power Depot Group A, LLC | Petroleum Liquids | 29.5084 | -95.4793 | 0.6
2025-09 | ERCO | Mckeever | 65543 | MK6 | Power Depot Group A, LLC | Petroleum Liquids | 29.5084 | -95.4793 | 0.6
2025-09 | ERCO | Mckeever | 65543 | MK7 | Power Depot Group A, LLC | Petroleum Liquids | 29.5084 | -95.4793 | 0.6
2025-09 | ERCO | Mckeever | 65543 | MK8 | Power Depot Group A, LLC | Petroleum Liquids | 29.5084 | -95.4793 | 0.6
2025-09 | ERCO | Mckeever | 65543 | MK9 | Power Depot Group A, LLC | Petroleum Liquids | 29.5084 | -95.4793 | 0.6
2025-09 | ERCO | N. Mary Francis | 65544 | NMF1 | Power Depot Group A, LLC | Petroleum Liquids | 31.9216 | -102.431 | 0.6
2025-09 | ERCO | N. Mary Francis | 65544 | NMF10 | Power Depot Group A, LLC | Petroleum Liquids | 31.9216 | -102.431 | 0.6
2025-09 | ERCO | N. Mary Francis | 65544 | NMF11 | Power Depot Group A, LLC | Petroleum Liquids | 31.9216 | -102.431 | 0.6
2025-09 | ERCO | N. Mary Francis | 65544 | NMF12 | Power Depot Group A, LLC | Petroleum Liquids | 31.9216 | -102.431 | 0.6
2025-09 | ERCO | N. Mary Francis | 65544 | NMF13 | Power Depot Group A, LLC | Petroleum Liquids | 31.9216 | -102.431 | 0.6
2025-09 | ERCO | N. Mary Francis | 65544 | NMF14 | Power Depot Group A, LLC | Petroleum Liquids | 31.9216 | -102.431 | 0.6
2025-09 | ERCO | N. Mary Francis | 65544 | NMF15 | Power Depot Group A, LLC | Petroleum Liquids | 31.9216 | -102.431 | 0.6
2025-09 | ERCO | N. Mary Francis | 65544 | NMF2 | Power Depot Group A, LLC | Petroleum Liquids | 31.9216 | -102.431 | 0.6
2025-09 | ERCO | N. Mary Francis | 65544 | NMF3 | Power Depot Group A, LLC | Petroleum Liquids | 31.9216 | -102.431 | 0.6
2025-09 | ERCO | N. Mary Francis | 65544 | NMF4 | Power Depot Group A, LLC | Petroleum Liquids | 31.9216 | -102.431 | 0.6
2025-09 | ERCO | N. Mary Francis | 65544 | NMF5 | Power Depot Group A, LLC | Petroleum Liquids | 31.9216 | -102.431 | 0.6
2025-09 | ERCO | N. Mary Francis | 65544 | NMF6 | Power Depot Group A, LLC | Petroleum Liquids | 31.9216 | -102.431 | 0.6
2025-09 | ERCO | N. Mary Francis | 65544 | NMF7 | Power Depot Group A, LLC | Petroleum Liquids | 31.9216 | -102.431 | 0.6
2025-09 | ERCO | N. Mary Francis | 65544 | NMF8 | Power Depot Group A, LLC | Petroleum Liquids | 31.9216 | -102.431 | 0.6
2025-09 | ERCO | N. Mary Francis | 65544 | NMF9 | Power Depot Group A, LLC | Petroleum Liquids | 31.9216 | -102.431 | 0.6
2025-09 | ERCO | Inertia Wind Project | 65546 | WINER | Inertia Wind Project, LLC | Onshore Wind Turbine | 33.1869 | -99.5953 | 301
2025-09 | ISNE | Nolan | 65559 | NOLAN | LSE Crater LLC | Solar Photovoltaic | 42.2386 | -73.3616 | 1
2025-09 | ISNE | Truck Stop | 65560 | TRUCK | LSE Corona Austrina LLC | Solar Photovoltaic | 42.3411 | -73.3967 | 2
2025-09 | NYIS | South Fork Wind | 65561 | SFWND | Orsted Wind Power North America LLC | Offshore Wind Turbine | 41.09 | -71.13 | 130
2025-09 | CISO | Amazon Bakersfield 1 Solar Project | 65562 | ABFSP | Solar Star Prime 3, LLC | Solar Photovoltaic | 35.4466 | -119.0509 | 4.3
2025-09 | CISO | Amazon Bakersfield 1 Solar Project | 65562 | ABSBA | Solar Star Prime 3, LLC | Batteries | 35.4466 | -119.0509 | 1.6
2025-09 | PJM | Robin NJ | 65563 | 136 | Greenbacker Renewable Energy Corporation | Solar Photovoltaic | 40.1925 | -74.566 | 2.2
2025-09 | CISO | Calibrant Bakersfield LLC | 65564 | BAKER | Bay4 Energy Services, LLC | Solar Photovoltaic | 35.4421 | -119.0932 | 1.3
2025-09 | ISNE | Bradford Solar | 65566 | BRADF | Bradford Solar, LLC | Solar Photovoltaic | 42.7512 | -71.0944 | 5
2025-09 | CISO | Google Moffett Park Solar Project | 65568 | GMSP1 | Google, Inc. | Solar Photovoltaic | 37.4053 | -122.0175 | 0.9
2025-09 | CISO | Google Moffett Park Solar Project | 65568 | GMSP2 | Google, Inc. | Solar Photovoltaic | 37.4053 | -122.0175 | 0.7
2025-09 | CISO | Google Moffett Park Solar Project | 65568 | GMSPB | Google, Inc. | Batteries | 37.4053 | -122.0175 | 0.6
2025-09 | CISO | Gilead Sciences La Verne Rooftop Solar | 65569 | GSRBA | Gilead Sciences, Inc. - La Verne | Batteries | 34.0962 | -117.7819 | 1.1
2025-09 | CISO | Gilead Sciences La Verne Rooftop Solar | 65569 | GSRSP | Gilead Sciences, Inc. - La Verne | Solar Photovoltaic | 34.0962 | -117.7819 | 1.7
2025-09 | CISO | West Valley Mission CCD Solar Project | 65570 | WVMBA | West Valley-Mission Community College District | Batteries | 37.2644 | -122.006 | 0.9
2025-09 | CISO | West Valley Mission CCD Solar Project | 65570 | WVMSP | West Valley-Mission Community College District | Solar Photovoltaic | 37.2644 | -122.006 | 2.7
2025-09 | ERCO | Verizon Hidden Ridge Solar Project | 65571 | VH600 | Verizon Communications | Solar Photovoltaic | 32.8766 | -96.9537 | 1
2025-09 | ERCO | Verizon Hidden Ridge Solar Project | 65571 | VH700 | Verizon Communications | Solar Photovoltaic | 32.8766 | -96.9537 | 1.1
2025-09 | ERCO | Verizon Hidden Ridge Solar Project | 65571 | VH750 | Verizon Communications | Solar Photovoltaic | 32.8766 | -96.9537 | 0.8
2025-09 | ERCO | Ridge Rd | 65573 | RR1 | Power Depot Group A, LLC | Petroleum Liquids | 26.1682 | -98.0983 | 0.6
2025-09 | ERCO | Ridge Rd | 65573 | RR10 | Power Depot Group A, LLC | Petroleum Liquids | 26.1682 | -98.0983 | 0.6
2025-09 | ERCO | Ridge Rd | 65573 | RR11 | Power Depot Group A, LLC | Petroleum Liquids | 26.1682 | -98.0983 | 0.6
2025-09 | ERCO | Ridge Rd | 65573 | RR12 | Power Depot Group A, LLC | Petroleum Liquids | 26.1682 | -98.0983 | 0.6
2025-09 | ERCO | Ridge Rd | 65573 | RR13 | Power Depot Group A, LLC | Petroleum Liquids | 26.1682 | -98.0983 | 0.6
2025-09 | ERCO | Ridge Rd | 65573 | RR14 | Power Depot Group A, LLC | Petroleum Liquids | 26.1682 | -98.0983 | 0.6
2025-09 | ERCO | Ridge Rd | 65573 | RR15 | Power Depot Group A, LLC | Petroleum Liquids | 26.1682 | -98.0983 | 0.6
2025-09 | ERCO | Ridge Rd | 65573 | RR2 | Power Depot Group A, LLC | Petroleum Liquids | 26.1682 | -98.0983 | 0.6
2025-09 | ERCO | Ridge Rd | 65573 | RR3 | Power Depot Group A, LLC | Petroleum Liquids | 26.1682 | -98.0983 | 0.6
2025-09 | ERCO | Ridge Rd | 65573 | RR4 | Power Depot Group A, LLC | Petroleum Liquids | 26.1682 | -98.0983 | 0.6
2025-09 | ERCO | Ridge Rd | 65573 | RR5 | Power Depot Group A, LLC | Petroleum Liquids | 26.1682 | -98.0983 | 0.6
2025-09 | ERCO | Ridge Rd | 65573 | RR6 | Power Depot Group A, LLC | Petroleum Liquids | 26.1682 | -98.0983 | 0.6
2025-09 | ERCO | Ridge Rd | 65573 | RR7 | Power Depot Group A, LLC | Petroleum Liquids | 26.1682 | -98.0983 | 0.6
2025-09 | ERCO | Ridge Rd | 65573 | RR8 | Power Depot Group A, LLC | Petroleum Liquids | 26.1682 | -98.0983 | 0.6
2025-09 | ERCO | Ridge Rd | 65573 | RR9 | Power Depot Group A, LLC | Petroleum Liquids | 26.1682 | -98.0983 | 0.6
2025-09 | ERCO | Santa Rosa | 65574 | SR1 | Power Depot Group A, LLC | Petroleum Liquids | 26.2306 | -97.8235 | 0.6
2025-09 | ERCO | Santa Rosa | 65574 | SR10 | Power Depot Group A, LLC | Petroleum Liquids | 26.2306 | -97.8235 | 0.6
2025-09 | ERCO | Santa Rosa | 65574 | SR11 | Power Depot Group A, LLC | Petroleum Liquids | 26.2306 | -97.8235 | 0.6
2025-09 | ERCO | Santa Rosa | 65574 | SR12 | Power Depot Group A, LLC | Petroleum Liquids | 26.2306 | -97.8235 | 0.6
2025-09 | ERCO | Santa Rosa | 65574 | SR13 | Power Depot Group A, LLC | Petroleum Liquids | 26.2306 | -97.8235 | 0.6
2025-09 | ERCO | Santa Rosa | 65574 | SR14 | Power Depot Group A, LLC | Petroleum Liquids | 26.2306 | -97.8235 | 0.6
2025-09 | ERCO | Santa Rosa | 65574 | SR15 | Power Depot Group A, LLC | Petroleum Liquids | 26.2306 | -97.8235 | 0.6
2025-09 | ERCO | Santa Rosa | 65574 | SR2 | Power Depot Group A, LLC | Petroleum Liquids | 26.2306 | -97.8235 | 0.6
2025-09 | ERCO | Santa Rosa | 65574 | SR3 | Power Depot Group A, LLC | Petroleum Liquids | 26.2306 | -97.8235 | 0.6
2025-09 | ERCO | Santa Rosa | 65574 | SR4 | Power Depot Group A, LLC | Petroleum Liquids | 26.2306 | -97.8235 | 0.6
2025-09 | ERCO | Santa Rosa | 65574 | SR5 | Power Depot Group A, LLC | Petroleum Liquids | 26.2306 | -97.8235 | 0.6
2025-09 | ERCO | Santa Rosa | 65574 | SR6 | Power Depot Group A, LLC | Petroleum Liquids | 26.2306 | -97.8235 | 0.6
2025-09 | ERCO | Santa Rosa | 65574 | SR7 | Power Depot Group A, LLC | Petroleum Liquids | 26.2306 | -97.8235 | 0.6
2025-09 | ERCO | Santa Rosa | 65574 | SR8 | Power Depot Group A, LLC | Petroleum Liquids | 26.2306 | -97.8235 | 0.6
2025-09 | ERCO | Santa Rosa | 65574 | SR9 | Power Depot Group A, LLC | Petroleum Liquids | 26.2306 | -97.8235 | 0.6
2025-09 | ERCO | Southwick | 65575 | SW1 | Power Depot Group A, LLC | Petroleum Liquids | 29.5958 | -95.3658 | 0.6
2025-09 | ERCO | Southwick | 65575 | SW10 | Power Depot Group A, LLC | Petroleum Liquids | 29.5958 | -95.3658 | 0.6
2025-09 | ERCO | Southwick | 65575 | SW11 | Power Depot Group A, LLC | Petroleum Liquids | 29.5958 | -95.3658 | 0.6
2025-09 | ERCO | Southwick | 65575 | SW12 | Power Depot Group A, LLC | Petroleum Liquids | 29.5958 | -95.3658 | 0.6
2025-09 | ERCO | Southwick | 65575 | SW13 | Power Depot Group A, LLC | Petroleum Liquids | 29.5958 | -95.3658 | 0.6
2025-09 | ERCO | Southwick | 65575 | SW14 | Power Depot Group A, LLC | Petroleum Liquids | 29.5958 | -95.3658 | 0.6
2025-09 | ERCO | Southwick | 65575 | SW15 | Power Depot Group A, LLC | Petroleum Liquids | 29.5958 | -95.3658 | 0.6
2025-09 | ERCO | Southwick | 65575 | SW2 | Power Depot Group A, LLC | Petroleum Liquids | 29.5958 | -95.3658 | 0.6
2025-09 | ERCO | Southwick | 65575 | SW3 | Power Depot Group A, LLC | Petroleum Liquids | 29.5958 | -95.3658 | 0.6
2025-09 | ERCO | Southwick | 65575 | SW4 | Power Depot Group A, LLC | Petroleum Liquids | 29.5958 | -95.3658 | 0.6
2025-09 | ERCO | Southwick | 65575 | SW5 | Power Depot Group A, LLC | Petroleum Liquids | 29.5958 | -95.3658 | 0.6
2025-09 | ERCO | Southwick | 65575 | SW6 | Power Depot Group A, LLC | Petroleum Liquids | 29.5958 | -95.3658 | 0.6
2025-09 | ERCO | Southwick | 65575 | SW7 | Power Depot Group A, LLC | Petroleum Liquids | 29.5958 | -95.3658 | 0.6
2025-09 | ERCO | Southwick | 65575 | SW8 | Power Depot Group A, LLC | Petroleum Liquids | 29.5958 | -95.3658 | 0.6
2025-09 | ERCO | Southwick | 65575 | SW9 | Power Depot Group A, LLC | Petroleum Liquids | 29.5958 | -95.3658 | 0.6
2025-09 | ERCO | Stonegate | 65576 | STG1 | Power Depot Group A, LLC | Petroleum Liquids | 29.7854 | -95.8755 | 0.6
2025-09 | ERCO | Stonegate | 65576 | STG10 | Power Depot Group A, LLC | Petroleum Liquids | 29.7854 | -95.8755 | 0.6
2025-09 | ERCO | Stonegate | 65576 | STG11 | Power Depot Group A, LLC | Petroleum Liquids | 29.7854 | -95.8755 | 0.6
2025-09 | ERCO | Stonegate | 65576 | STG12 | Power Depot Group A, LLC | Petroleum Liquids | 29.7854 | -95.8755 | 0.6
2025-09 | ERCO | Stonegate | 65576 | STG13 | Power Depot Group A, LLC | Petroleum Liquids | 29.7854 | -95.8755 | 0.6
2025-09 | ERCO | Stonegate | 65576 | STG14 | Power Depot Group A, LLC | Petroleum Liquids | 29.7854 | -95.8755 | 0.6
2025-09 | ERCO | Stonegate | 65576 | STG15 | Power Depot Group A, LLC | Petroleum Liquids | 29.7854 | -95.8755 | 0.6
2025-09 | ERCO | Stonegate | 65576 | STG2 | Power Depot Group A, LLC | Petroleum Liquids | 29.7854 | -95.8755 | 0.6
2025-09 | ERCO | Stonegate | 65576 | STG3 | Power Depot Group A, LLC | Petroleum Liquids | 29.7854 | -95.8755 | 0.6
2025-09 | ERCO | Stonegate | 65576 | STG4 | Power Depot Group A, LLC | Petroleum Liquids | 29.7854 | -95.8755 | 0.6
2025-09 | ERCO | Stonegate | 65576 | STG5 | Power Depot Group A, LLC | Petroleum Liquids | 29.7854 | -95.8755 | 0.6
2025-09 | ERCO | Stonegate | 65576 | STG6 | Power Depot Group A, LLC | Petroleum Liquids | 29.7854 | -95.8755 | 0.6
2025-09 | ERCO | Stonegate | 65576 | STG7 | Power Depot Group A, LLC | Petroleum Liquids | 29.7854 | -95.8755 | 0.6
2025-09 | ERCO | Stonegate | 65576 | STG8 | Power Depot Group A, LLC | Petroleum Liquids | 29.7854 | -95.8755 | 0.6
2025-09 | ERCO | Stonegate | 65576 | STG9 | Power Depot Group A, LLC | Petroleum Liquids | 29.7854 | -95.8755 | 0.6
2025-09 | ERCO | Tumbleweed | 65578 | TWD1 | Power Depot Group A, LLC | Petroleum Liquids | 32.3512 | -102.5577 | 0.6
2025-09 | ERCO | Tumbleweed | 65578 | TWD10 | Power Depot Group A, LLC | Petroleum Liquids | 32.3512 | -102.5577 | 0.6
2025-09 | ERCO | Tumbleweed | 65578 | TWD11 | Power Depot Group A, LLC | Petroleum Liquids | 32.3512 | -102.5577 | 0.6
2025-09 | ERCO | Tumbleweed | 65578 | TWD12 | Power Depot Group A, LLC | Petroleum Liquids | 32.3512 | -102.5577 | 0.6
2025-09 | ERCO | Tumbleweed | 65578 | TWD13 | Power Depot Group A, LLC | Petroleum Liquids | 32.3512 | -102.5577 | 0.6
2025-09 | ERCO | Tumbleweed | 65578 | TWD14 | Power Depot Group A, LLC | Petroleum Liquids | 32.3512 | -102.5577 | 0.6
2025-09 | ERCO | Tumbleweed | 65578 | TWD15 | Power Depot Group A, LLC | Petroleum Liquids | 32.3512 | -102.5577 | 0.6
2025-09 | ERCO | Tumbleweed | 65578 | TWD2 | Power Depot Group A, LLC | Petroleum Liquids | 32.3512 | -102.5577 | 0.6
2025-09 | ERCO | Tumbleweed | 65578 | TWD3 | Power Depot Group A, LLC | Petroleum Liquids | 32.3512 | -102.5577 | 0.6
2025-09 | ERCO | Tumbleweed | 65578 | TWD4 | Power Depot Group A, LLC | Petroleum Liquids | 32.3512 | -102.5577 | 0.6
2025-09 | ERCO | Tumbleweed | 65578 | TWD5 | Power Depot Group A, LLC | Petroleum Liquids | 32.3512 | -102.5577 | 0.6
2025-09 | ERCO | Tumbleweed | 65578 | TWD6 | Power Depot Group A, LLC | Petroleum Liquids | 32.3512 | -102.5577 | 0.6
2025-09 | ERCO | Tumbleweed | 65578 | TWD7 | Power Depot Group A, LLC | Petroleum Liquids | 32.3512 | -102.5577 | 0.6
2025-09 | ERCO | Tumbleweed | 65578 | TWD8 | Power Depot Group A, LLC | Petroleum Liquids | 32.3512 | -102.5577 | 0.6
2025-09 | ERCO | Tumbleweed | 65578 | TWD9 | Power Depot Group A, LLC | Petroleum Liquids | 32.3512 | -102.5577 | 0.6
2025-09 | ERCO | Vaquero | 65579 | VQ1 | Power Depot Group A, LLC | Petroleum Liquids | 26.1681 | -97.654 | 0.6
2025-09 | ERCO | Vaquero | 65579 | VQ10 | Power Depot Group A, LLC | Petroleum Liquids | 26.1681 | -97.654 | 0.6
2025-09 | ERCO | Vaquero | 65579 | VQ11 | Power Depot Group A, LLC | Petroleum Liquids | 26.1681 | -97.654 | 0.6
2025-09 | ERCO | Vaquero | 65579 | VQ12 | Power Depot Group A, LLC | Petroleum Liquids | 26.1681 | -97.654 | 0.6
2025-09 | ERCO | Vaquero | 65579 | VQ13 | Power Depot Group A, LLC | Petroleum Liquids | 26.1681 | -97.654 | 0.6
2025-09 | ERCO | Vaquero | 65579 | VQ14 | Power Depot Group A, LLC | Petroleum Liquids | 26.1681 | -97.654 | 0.6
2025-09 | ERCO | Vaquero | 65579 | VQ15 | Power Depot Group A, LLC | Petroleum Liquids | 26.1681 | -97.654 | 0.6
2025-09 | ERCO | Vaquero | 65579 | VQ2 | Power Depot Group A, LLC | Petroleum Liquids | 26.1681 | -97.654 | 0.6
2025-09 | ERCO | Vaquero | 65579 | VQ3 | Power Depot Group A, LLC | Petroleum Liquids | 26.1681 | -97.654 | 0.6
2025-09 | ERCO | Vaquero | 65579 | VQ4 | Power Depot Group A, LLC | Petroleum Liquids | 26.1681 | -97.654 | 0.6
2025-09 | ERCO | Vaquero | 65579 | VQ5 | Power Depot Group A, LLC | Petroleum Liquids | 26.1681 | -97.654 | 0.6
2025-09 | ERCO | Vaquero | 65579 | VQ6 | Power Depot Group A, LLC | Petroleum Liquids | 26.1681 | -97.654 | 0.6
2025-09 | ERCO | Vaquero | 65579 | VQ7 | Power Depot Group A, LLC | Petroleum Liquids | 26.1681 | -97.654 | 0.6
2025-09 | ERCO | Vaquero | 65579 | VQ8 | Power Depot Group A, LLC | Petroleum Liquids | 26.1681 | -97.654 | 0.6
2025-09 | ERCO | Vaquero | 65579 | VQ9 | Power Depot Group A, LLC | Petroleum Liquids | 26.1681 | -97.654 | 0.6
2025-09 | ERCO | Villa Cavasos | 65580 | VC1 | Power Depot Group A, LLC | Petroleum Liquids | 26.0213 | -97.5963 | 0.6
2025-09 | ERCO | Villa Cavasos | 65580 | VC10 | Power Depot Group A, LLC | Petroleum Liquids | 26.0213 | -97.5963 | 0.6
2025-09 | ERCO | Villa Cavasos | 65580 | VC11 | Power Depot Group A, LLC | Petroleum Liquids | 26.0213 | -97.5963 | 0.6
2025-09 | ERCO | Villa Cavasos | 65580 | VC12 | Power Depot Group A, LLC | Petroleum Liquids | 26.0213 | -97.5963 | 0.6
2025-09 | ERCO | Villa Cavasos | 65580 | VC13 | Power Depot Group A, LLC | Petroleum Liquids | 26.0213 | -97.5963 | 0.6
2025-09 | ERCO | Villa Cavasos | 65580 | VC14 | Power Depot Group A, LLC | Petroleum Liquids | 26.0213 | -97.5963 | 0.6
2025-09 | ERCO | Villa Cavasos | 65580 | VC15 | Power Depot Group A, LLC | Petroleum Liquids | 26.0213 | -97.5963 | 0.6
2025-09 | ERCO | Villa Cavasos | 65580 | VC2 | Power Depot Group A, LLC | Petroleum Liquids | 26.0213 | -97.5963 | 0.6
2025-09 | ERCO | Villa Cavasos | 65580 | VC3 | Power Depot Group A, LLC | Petroleum Liquids | 26.0213 | -97.5963 | 0.6
2025-09 | ERCO | Villa Cavasos | 65580 | VC4 | Power Depot Group A, LLC | Petroleum Liquids | 26.0213 | -97.5963 | 0.6
2025-09 | ERCO | Villa Cavasos | 65580 | VC5 | Power Depot Group A, LLC | Petroleum Liquids | 26.0213 | -97.5963 | 0.6
2025-09 | ERCO | Villa Cavasos | 65580 | VC6 | Power Depot Group A, LLC | Petroleum Liquids | 26.0213 | -97.5963 | 0.6
2025-09 | ERCO | Villa Cavasos | 65580 | VC7 | Power Depot Group A, LLC | Petroleum Liquids | 26.0213 | -97.5963 | 0.6
2025-09 | ERCO | Villa Cavasos | 65580 | VC8 | Power Depot Group A, LLC | Petroleum Liquids | 26.0213 | -97.5963 | 0.6
2025-09 | ERCO | Villa Cavasos | 65580 | VC9 | Power Depot Group A, LLC | Petroleum Liquids | 26.0213 | -97.5963 | 0.6
2025-09 | ERCO | Westover | 65581 | WSI1 | Power Depot Group A, LLC | Petroleum Liquids | 31.8362 | -102.4461 | 0.6
2025-09 | ERCO | Westover | 65581 | WSI10 | Power Depot Group A, LLC | Petroleum Liquids | 31.8362 | -102.4461 | 0.6
2025-09 | ERCO | Westover | 65581 | WSI11 | Power Depot Group A, LLC | Petroleum Liquids | 31.8362 | -102.4461 | 0.6
2025-09 | ERCO | Westover | 65581 | WSI12 | Power Depot Group A, LLC | Petroleum Liquids | 31.8362 | -102.4461 | 0.6
2025-09 | ERCO | Westover | 65581 | WSI13 | Power Depot Group A, LLC | Petroleum Liquids | 31.8362 | -102.4461 | 0.6
2025-09 | ERCO | Westover | 65581 | WSI14 | Power Depot Group A, LLC | Petroleum Liquids | 31.8362 | -102.4461 | 0.6
2025-09 | ERCO | Westover | 65581 | WSI15 | Power Depot Group A, LLC | Petroleum Liquids | 31.8362 | -102.4461 | 0.6
2025-09 | ERCO | Westover | 65581 | WSI2 | Power Depot Group A, LLC | Petroleum Liquids | 31.8362 | -102.4461 | 0.6
2025-09 | ERCO | Westover | 65581 | WSI3 | Power Depot Group A, LLC | Petroleum Liquids | 31.8362 | -102.4461 | 0.6
2025-09 | ERCO | Westover | 65581 | WSI4 | Power Depot Group A, LLC | Petroleum Liquids | 31.8362 | -102.4461 | 0.6
2025-09 | ERCO | Westover | 65581 | WSI5 | Power Depot Group A, LLC | Petroleum Liquids | 31.8362 | -102.4461 | 0.6
2025-09 | ERCO | Westover | 65581 | WSI6 | Power Depot Group A, LLC | Petroleum Liquids | 31.8362 | -102.4461 | 0.6
2025-09 | ERCO | Westover | 65581 | WSI7 | Power Depot Group A, LLC | Petroleum Liquids | 31.8362 | -102.4461 | 0.6
2025-09 | ERCO | Westover | 65581 | WSI8 | Power Depot Group A, LLC | Petroleum Liquids | 31.8362 | -102.4461 | 0.6
2025-09 | ERCO | Westover | 65581 | WSI9 | Power Depot Group A, LLC | Petroleum Liquids | 31.8362 | -102.4461 | 0.6
2025-09 | ISNE | Whatley Renewables | 65585 | 2684 | Whatley Renewables, LLC | Solar Photovoltaic | 42.4446 | -72.6096 | 1
2025-09 | ISNE | Wachusett Solar | 65586 | 2910 | Wachusett Solar, LLC | Solar Photovoltaic | 42.4839 | -71.7108 | 2
2025-09 | NYIS | RT32 Westerlo Solar 1 | 65587 | 7105 | RT32 Westerlo Solar 1, LLC | Solar Photovoltaic | 42.4462 | -74.0161 | 5
2025-09 | ERCO | Antlia | 65588 | ANTLA | Engie North America | Batteries | 29.806 | -100.8045 | 70
2025-09 | ERCO | Carina | 65589 | CARNA | Engie North America | Batteries | 27.8192 | -97.5355 | 150
2025-09 | CISO | AVEP BESS | 65591 | AVEPB | Leeward Asset Management, LLC | Batteries | 34.878 | -118.347 | 126
2025-09 | MISO | Hormel CSG Solar | 65595 | HORCS | DG Central 1, LLC | Solar Photovoltaic | 44.953 | -95.697 | 1
2025-09 | NYIS | CEC, LLC Westtown B | 65597 | CLWB | Powerflex | Solar Photovoltaic | 41.3453 | -74.5613 | 2
2025-09 | PJM | MO32 (CSG) | 65610 | MO32 | TPE MD MO32 LLC | Solar Photovoltaic | 39.1194 | -76.9598 | 2
2025-09 | PJM | MO33 CSG | 65611 | MO33 | TPE MD MO33 LLC | Solar Photovoltaic | 39.1878 | -77.1199 | 2
2025-09 | PJM | Snowden River CSG | 65612 | SNOWD | Snowden River Parkway, LLC | Solar Photovoltaic | 39.1754 | -76.8374 | 1.9
2025-09 | NYIS | JB-Tobin 2 | 65613 | JBTB2 | AES Clean Energy | Solar Photovoltaic | 41.6896 | -73.8052 | 1.6
2025-09 | CISO | Orange Coast College PH2 Solar Project | 65614 | OCCBA | Solar Star Coastal Pirate, LLC | Batteries | 33.6726 | -117.9125 | 2.1
2025-09 | CISO | Orange Coast College PH2 Solar Project | 65614 | OCCSP | Solar Star Coastal Pirate, LLC | Solar Photovoltaic | 33.6726 | -117.9125 | 3.1
2025-09 | CISO | CA - Madera USD - Madera South HS | 65615 | 19009 | Forefront Power, LLC | Solar Photovoltaic | 36.95 | -120.05 | 1.2
2025-09 | CISO | BBARWA | 65617 | 3998G | Distributed Solar Development, LLC | Solar Photovoltaic | 34.2678 | -116.8154 | 1.2
2025-09 | CISO | BBARWA | 65617 | P3998 | Distributed Solar Development, LLC | Solar Photovoltaic | 34.2678 | -116.8154 | 0.7
2025-09 | ISNE | ER Sand Hill | 65619 | 289 | Greenbacker Renewable Energy Corporation | Solar Photovoltaic | 43.6069 | -73.1899 | 2.2
2025-09 | NYIS | 100 Lower | 65620 | 100LR | Altus Power America Management, LLC | Solar Photovoltaic | 41.294 | -74.539 | 2
2025-09 | NYIS | 456 Lower | 65621 | 456LR | Altus Power America Management, LLC | Solar Photovoltaic | 41.311 | -74.522 | 1.4
2025-09 | PJM | Absegami | 65622 | ABSGI | Altus Power America Management, LLC | Solar Photovoltaic | 39.48 | -74.516 | 2.1
2025-09 | PJM | Cedar Creek (NJ) | 65623 | CDRCK | Altus Power America Management, LLC | Solar Photovoltaic | 39.551 | -74.627 | 1.6
2025-09 | NYIS | Union Springs 40 | 65624 | US40 | Novis Renewables, LLC | Solar Photovoltaic | 42.85 | -76.65 | 5
2025-09 | NYIS | Union Springs 963 | 65625 | US963 | Novis Renewables, LLC | Solar Photovoltaic | 42.85 | -76.65 | 5
2025-09 | NYIS | North Eagle Village Solar | 65626 | NEV | Novis Renewables, LLC | Solar Photovoltaic | 43.05 | -75.95 | 5
2025-09 | NYIS | Green Lakes Solar | 65627 | GL | Novis Renewables, LLC | Solar Photovoltaic | 43.05 | -75.95 | 5
2025-09 | NYIS | Judd Road Solar | 65628 | JR | Novis Renewables, LLC | Solar Photovoltaic | 43.15 | -75.35 | 5
2025-09 | ERCO | Pisgah Ridge Solar, LLC | 65631 | PSGAH | Duke Energy Renewables Services | Solar Photovoltaic | 31.8967 | -96.4673 | 250
2025-09 | MISO | MN CSG 2019-38 DE LLC | 65632 | REGEN | MN CSG 2019-38 DE LLC | Solar Photovoltaic | 44.3164 | -93.8942 | 1
2025-09 | MISO | Boaz Microgrid Battery | 65633 | BESS1 | Wisconsin Power & Light Co | Batteries | 43.3106 | -90.5327 | 3.6
2025-09 | CISO | Hecate Energy Desert Storage 1 LLC | 65635 | HEDS1 | Hecate Energy Desert Storage 1 LLC | Batteries | 33.8079 | -116.494 | 10
2025-09 | ISNE | Dartmouth Farms Solar | 65636 | 2132 | Dartmouth Farms Solar, LLC | Solar Photovoltaic | 41.6628 | -71.0035 | 2
2025-09 | ISNE | Dartmouth Farms Solar | 65636 | 5138 | Dartmouth Farms Solar, LLC | Solar Photovoltaic | 41.6628 | -71.0035 | 2.3
2025-09 | ISNE | Foster Solar | 65637 | 2481 | Foster Solar, LLC | Solar Photovoltaic | 41.8424 | -71.7146 | 1.2
2025-09 | NYIS | Castleton | 65643 | CASTN | Altus Power America Management, LLC | Solar Photovoltaic | 42.523 | -73.703 | 5
2025-09 | ERCO | Lumina II Solar Project | 65644 | LUMII | IP Lumina II, LLC | Solar Photovoltaic | 32.8835 | -100.7464 | 326.6
2025-09 | ERCO | Lumina Solar Project | 65645 | LU1BA | IP Lumina, LLC | Batteries | 32.9011 | -100.9827 | 160
2025-09 | ERCO | Lumina Solar Project | 65645 | LUMIN | IP Lumina, LLC | Solar Photovoltaic | 32.9011 | -100.9827 | 326.6
2025-09 | ISNE | MA-Dighton-A | 65646 | MADIG | MA CS Dighton, LLC | Solar Photovoltaic | 41.8338 | -71.1601 | 3.8
2025-09 | NYIS | Croton Solar | 65647 | CROT | Croton Solar LLC | Solar Photovoltaic | 41.2804 | -73.8676 | 3
2025-09 | ISNE | Brockelman Road Solar 2 | 65650 | 15446 | Brockelman Road Solar 2, LLC | Solar Photovoltaic | 42.4839 | -71.7108 | 1
2025-09 | ISNE | Brockelman Road Solar 2 | 65650 | 15447 | Brockelman Road Solar 2, LLC | Batteries | 42.4839 | -71.7108 | 2
2025-09 | CISO | Niagara Bottling - Rialto | 65652 | NBRIA | SkyHigh 2 Solar | Solar Photovoltaic | 34.1261 | -117.4185 | 4.2
2025-09 | ISNE | TES Rowtier | 65653 | NBRIA | SkyHigh 2 Solar | Solar Photovoltaic | 42.5419 | -71.8567 | 3
2025-09 | ERCO | Texas Solar Nova 1 | 65654 | TSN1 | Texas Solar Nova 1, LLC | Solar Photovoltaic | 33.3206 | -100.9822 | 252
2025-09 | CISO | Ortega Grid, LLC | 65656 | HEORG | Ortega Grid, LLC | Batteries | 33.6835 | -117.3284 | 20
2025-09 | PJM | DRPA Lindenwold Station Solar Project | 65658 | DLSSP | Solar Star River SLB, LLC | Solar Photovoltaic | 39.8317 | -74.9992 | 6
2025-09 | MISO | ENGIE 2020 ProjectCo-WI1 LLC | 65659 | PV1 | ENGIE 2020 ProjectCo-WI1 LLC | Solar Photovoltaic | 43.735 | -88.4738 | 1
2025-09 | ERCO | Texas Solar Nova 2 | 65660 | TSN2 | Texas Solar Nova 2, LLC | Solar Photovoltaic | 33.3206 | -100.9817 | 200
2025-09 | ERCO | Nebula Solar | 65661 | NEB1 | Rayos del Sol Solar Project, LLC | Solar Photovoltaic | 26.0901 | -97.7985 | 135
2025-09 | ERCO | Vancourt Solar Interconnections | 65662 | VAN1 | Rayos del Sol Solar Project, LLC | Solar Photovoltaic | 26.0901 | -97.7985 | 45
2025-09 | CISO | Sandrini Solar 200 | 65663 | GEN01 | EDPR CA Solar Park LLC | Solar Photovoltaic | 35.1026 | -119.0541 | 200
2025-09 | CISO | Sandrini Solar 100 | 65664 | GEN02 | EDPR CA Solar Park II LLC | Solar Photovoltaic | 35.1132 | -119.1105 | 100
2025-09 | CISO | Sandrini Solar 100 | 65664 | GENBA | EDPR CA Solar Park II LLC | Batteries | 35.1132 | -119.1105 | 95.4
2025-09 | ISNE | East Windsor Solar One | 65667 | EWS1 | DG Connecticut III, LLC | Solar Photovoltaic | 41.89 | -72.518 | 5
2025-09 | ISNE | Southington Solar One | 65668 | EWS1 | DG Connecticut III, LLC | Solar Photovoltaic | 41.89 | -72.518 | 4.7
2025-09 | ISNE | Faunce Corner Community Solar | 65669 | FCBA | Faunce Corner Road Dartmouth Solar 1, LLC | Batteries | 41.6728 | -70.9895 | 1
2025-09 | ISNE | Faunce Corner Community Solar | 65669 | FCPV | Faunce Corner Road Dartmouth Solar 1, LLC | Solar Photovoltaic | 41.6728 | -70.9895 | 1
2025-09 | ISNE | Ventura | 65670 | VTRBA | Ventura Drive Dartmouth Solar 1, LLC | Batteries | 41.6689 | -70.9914 | 1
2025-09 | ISNE | Ventura | 65670 | VTRPV | Ventura Drive Dartmouth Solar 1, LLC | Solar Photovoltaic | 41.6689 | -70.9914 | 1
2025-09 | MISO | Cattail (CSG) | 65671 | CATTL | Cattail Solar, LLC | Solar Photovoltaic | 41.8226 | -90.1312 | 2
2025-09 | CISO | Sanborn BESS 3 | 65672 | BESS | Terra-Gen Operating Co-BESS | Batteries | 35.027 | -118.1395 | 169
2025-09 | CISO | Sanborn BESS 4 | 65673 | BESS | Terra-Gen Operating Co-BESS | Batteries | 34.9581 | -118.1078 | 47
2025-09 | CISO | Edwards Sanborn E1B | 65674 | BESS | Terra-Gen Operating Co-Hybrid | Batteries | 34.964 | -118.0941 | 136
2025-09 | CISO | Edwards Sanborn E1B | 65674 | PV | Terra-Gen Operating Co-Hybrid | Solar Photovoltaic | 34.964 | -118.0941 | 154.4
2025-09 | CISO | Edwards Sanborn E4 | 65675 | BESS | Terra-Gen Operating Co-Hybrid | Batteries | 34.9436 | -118.088 | 100
2025-09 | CISO | Edwards Sanborn E4 | 65675 | PV | Terra-Gen Operating Co-Hybrid | Solar Photovoltaic | 34.9436 | -118.088 | 148.9
2025-09 | CISO | Edwards Sanborn E5 | 65676 | BESS | Terra-Gen Operating Co-Hybrid | Batteries | 34.9653 | -118.0773 | 47
2025-09 | CISO | Edwards Sanborn E5 | 65676 | PV | Terra-Gen Operating Co-Hybrid | Solar Photovoltaic | 34.9653 | -118.0773 | 68
2025-09 | CISO | Edwards Sanborn S4 | 65677 | BESS | Terra-Gen Operating Co-Hybrid | Batteries | 35.0125 | -118.1193 | 18.8
2025-09 | CISO | Edwards Sanborn S4 | 65677 | PV | Terra-Gen Operating Co-Hybrid | Solar Photovoltaic | 35.0125 | -118.1193 | 41.2
2025-09 | NYIS | Calverton Solar Energy Center | 65679 | 11933 | LI Solar Generation, LLC | Solar Photovoltaic | 40.9137 | -72.7504 | 22.9
2025-09 | MISO | City of Sheboygan Solar | 65680 | PV1 | Wisconsin Power & Light Co | Solar Photovoltaic | 43.7091 | -87.7554 | 0.9
2025-09 | MISO | Kohler Solar | 65681 | PV1 | Wisconsin Power & Light Co | Solar Photovoltaic | 43.747 | -87.7657 | 2.3
2025-09 | ISNE | Kearsarge Ludlow LLC | 65688 | LUD | Kearsarge Ludlow LLC | Solar Photovoltaic | 42.2013 | -72.4942 | 3.7
2025-09 | ISNE | Kearsarge Acushnet | 65690 | ACUSH | Kearsarge Acushnet LLC | Solar Photovoltaic | 41.7156 | -70.9035 | 1.9
2025-09 | PJM | KSU Trumbull | 65691 | TRUMB | Madison Energy Holdings LLC | Solar Photovoltaic | 41.2787 | -80.8367 | 1
2025-09 | NYIS | NY6 Battery | 65692 | NY6 | Key Capture Energy | Batteries | 42.8043 | -78.8276 | 20
2025-09 | ERCO | TX10 Hummingbird Storage | 65693 | TX10 | Key Capture Energy | Batteries | 33.3256 | -97.3143 | 100
2025-09 | ERCO | TX11 Republic Road Storage | 65694 | TX11 | Key Capture Energy | Batteries | 30.8814 | -96.6254 | 50
2025-09 | ERCO | TX12 Silicon Hill Storage | 65695 | TX12 | Key Capture Energy | Batteries | 30.4122 | -97.574 | 100
2025-09 | ERCO | TX13 Endurance Park Storage | 65696 | TX13 | Key Capture Energy | Batteries | 32.8558 | -100.9917 | 50
2025-09 | ERCO | TX15 Limousin Oak Storage | 65698 | TX15 | Key Capture Energy | Batteries | 30.6599 | -95.9738 | 100
2025-09 | ERCO | TX19 River Valley Storage 1 | 65699 | TX19 | Key Capture Energy | Batteries | 30.4148 | -97.357 | 50
2025-09 | ERCO | TX21 River Valley Storage 2 | 65700 | TX21 | Key Capture Energy | Batteries | 30.4143 | -97.3552 | 50
2025-09 | ERCO | TX23 Roughneck Storage | 65701 | TX23 | Key Capture Energy | Batteries | 29.1592 | -95.6626 | 50
2025-09 | MISO | Indiana Crossroads Solar Park | 65702 | GEN01 | Meadow Lake Solar Park | Solar Photovoltaic | 40.7263 | -86.852 | 200
2025-09 | PJM | Canoe Brook Solar | 65705 | CANOE | NJR Clean Energy Ventures Corporation | Solar Photovoltaic | 40.7452 | -74.3438 | 6.3
2025-09 | CISO | POM Juice Solar | 65706 | PJS | Wonderful Renewable Energy, LLC. | Solar Photovoltaic | 36.3925 | -119.3511 | 1.5
2025-09 | CISO | POM Beverage Solar | 65707 | PBS | Wonderful Renewable Energy, LLC. | Solar Photovoltaic | 36.3903 | -119.3579 | 1.8
2025-09 | MISO | Rock Aetna Power Partners | 65713 | 32005 | Northern States Power Co - Minnesota | Onshore Wind Turbine | 44.0227 | -96.0523 | 20
2025-09 | MISO | Northern Wind | 65714 | 32004 | Northern States Power Co - Minnesota | Onshore Wind Turbine | 44.011 | -96.0446 | 100
2025-09 | MISO | Great Pathfinder Wind | 65715 | GPFWF | Great Pathfinder Wind | Onshore Wind Turbine | 42.2141 | -93.8767 | 224.4
2025-09 | ISNE | Long Plain Solar | 65716 | 3779 | Long Plain Solar, LLC | Solar Photovoltaic | 42.4457 | -72.5971 | 2
2025-09 | ISNE | Settlers Solar | 65717 | 4452 | Settlers Solar, LLC | Solar Photovoltaic | 42.6073 | -71.7613 | 5
2025-09 | ISNE | Griffin Road Solar 2 | 65719 | 4809 | Griffin Road Solar 2, LLC | Solar Photovoltaic | 42.1461 | -71.9987 | 1.4
2025-09 | ISNE | Woodland Avenue Solar 1 | 65720 | 5571 | Woodland Avenue Solar 1, LLC | Solar Photovoltaic | 41.8884 | -71.3184 | 5
2025-09 | ISNE | RT405 Westerlo Solar 2 | 65721 | 7104 | RT405 Westerlo Solar 2, LLC | Solar Photovoltaic | 42.4451 | -74.0161 | 5
2025-09 | ISNE | Webster Solar | 65722 | 2538 | Webster Solar, LLC | Solar Photovoltaic | 42.0281 | -71.8503 | 1
2025-09 | ISNE | LR Wheatfield Solar 1 | 65723 | 15557 | LR Wheatfield Solar 1, LLC | Solar Photovoltaic | 43.1216 | -78.9141 | 5
2025-09 | ISNE | Pendleton Solar 1 | 65724 | 15889 | Pendleton Solar 1, LLC | Solar Photovoltaic | 43.0972 | -78.7538 | 5
2025-09 | MISO | Kossuth County Wind | 65725 | KCW | Kossuth County Wind, LLC | Onshore Wind Turbine | 42.9867 | -94.1336 | 70
2025-09 | MISO | Montgomery County Community Solar Center | 65726 | MCCSC | Union Electric Co - (MO) | Solar Photovoltaic | 38.8907 | -91.4232 | 5.7
2025-09 | MISO | Rockford CS 1 | 65731 | 29197 | Rockford CS 1, LLC | Solar Photovoltaic | 42.1761 | -89.0848 | 2
2025-09 | MISO | Rockford CS 2 | 65732 | 29198 | Rockford CS 2, LLC | Solar Photovoltaic | 42.1761 | -89.0848 | 2
2025-09 | CISO | Carris Storage I | 65733 | HECAR | Hecate Grid Carris Storage 1 LLC | Batteries | 33.8079 | -116.494 | 10
2025-09 | CISO | Oberon Solar Project | 65734 | OBIBS | IP Oberon LLC | Batteries | 33.729 | -115.3824 | 125
2025-09 | CISO | Oberon Solar Project | 65734 | OBIPV | IP Oberon LLC | Solar Photovoltaic | 33.729 | -115.3824 | 250
2025-09 | CISO | Oberon II Solar Project | 65735 | OBIIB | IP Oberon II, LLC | Batteries | 33.729 | -115.3824 | 125
2025-09 | CISO | Oberon II Solar Project | 65735 | OBIIP | IP Oberon II, LLC | Solar Photovoltaic | 33.729 | -115.3824 | 250
2025-09 | MISO | Driver Solar | 65736 | AKDR1 | Entergy Arkansas LLC | Solar Photovoltaic | 35.6406 | -89.9694 | 150
2025-09 | SWPP | Sunflower Energy Center, LLC | 65738 | 1111 | Sunflower Energy Center, LLC | Onshore Wind Turbine | 38.2316 | -97.0472 | 200.6
2025-09 | CISO | Canal Energy S23, LLC | 65740 | 21536 | Canal Energy S23, LLC | Solar Photovoltaic | 36.1761 | -119.5604 | 4.1
2025-09 | PJM | Sandy Ridge Wind 2, LLC | 65741 | SRW2 | Algonquin Power Co | Onshore Wind Turbine | 40.7453 | -78.2223 | 87.6
2025-09 | MISO | Deerfield Wind Energy 2 | 65742 | DWF02 | Deerfield Wind Energy 2, LLC | Onshore Wind Turbine | 43.9287 | -82.8735 | 112.1
2025-09 | CISO | Victory Pass | 65743 | VCTBA | Victory Pass I, LLC | Batteries | 33.701 | -115.3163 | 50
2025-09 | CISO | Victory Pass | 65743 | VCTPV | Victory Pass I, LLC | Solar Photovoltaic | 33.701 | -115.3163 | 200
2025-09 | CISO | Arica Solar | 65744 | ARCBA | Arica Solar, LLC | Batteries | 33.701 | -115.3163 | 136
2025-09 | CISO | Arica Solar | 65744 | ARCPV | Arica Solar, LLC | Solar Photovoltaic | 33.701 | -115.3163 | 263
2025-09 | NYIS | East Fishkill CSG | 65752 | EFK | Altus Power America Management, LLC | Solar Photovoltaic | 41.571 | -73.829 | 2
2025-09 | NYIS | ELP Greenport CSG | 65753 | GRPRT | Altus Power America Management, LLC | Solar Photovoltaic | 42.237 | -73.782 | 5
2025-09 | NYIS | ELP Kinderhook CSG | 65754 | KDRHK | Altus Power America Management, LLC | Solar Photovoltaic | 42.464 | -73.691 | 5
2025-09 | NYIS | ELP Myer CSG | 65755 | MYER | Altus Power America Management, LLC | Solar Photovoltaic | 42.041 | -73.978 | 1.9
2025-09 | PJM | Rockdale | 65756 | RKDAL | Altus Power America Management, LLC | Solar Photovoltaic | 39.6289 | -77.8749 | 2
2025-09 | NYIS | ELP Saugerties CSG | 65757 | SGRTS | Altus Power America Management, LLC | Solar Photovoltaic | 42.04 | -74.074 | 1.9
2025-09 | PJM | Ahern Community Solar I, LLC | 65758 | AHERN | Ahern Community Solar I, LLC | Solar Photovoltaic | 41.185 | -88.231 | 2
2025-09 | ERCO | El Sauz Ranch Wind, LLC | 65760 | ELSAU | El Sauz Ranch Wind, LLC | Onshore Wind Turbine | 26.5009 | -97.5991 | 301
2025-09 | MISO | Buffalo Ridge Wind | 65761 | 3161 | Buffalo Ridge Wind, LLC | Onshore Wind Turbine | 44.4231 | -96.2972 | 106
2025-09 | ERCO | Waco Solar | 65762 | SWACO | Waco Solar, LLC | Solar Photovoltaic | 31.7104 | -96.8187 | 400
2025-09 | ERCO | Young Wind | 65763 | WYOUN | Young Wind, LLC | Onshore Wind Turbine | 33.1192 | -98.8526 | 500
2025-09 | MISO | Walleye Wind | 65764 | WWLLC | Walleye Wind, LLC | Onshore Wind Turbine | 43.6381 | -96.3906 | 110
2025-09 | NYIS | High River Energy Center, LLC | 65765 | HR01 | High River Energy Center, LLC | Solar Photovoltaic | 42.9019 | -74.1327 | 90
2025-09 | CISO | Dover Dairy | 65766 | 13856 | Renewable Solar, Inc | Solar Photovoltaic | 36.4155 | -119.5537 | 1.1
2025-09 | ISNE | Centech Gas Generator | 65768 | G1 | Town of Shrewsbury - (MA) | Natural Gas Internal Combustion Engine | 42.2554 | -71.6905 | 2.5
2025-09 | CISO | Ventura Solar | 65770 | SOLAR | Ventura Solar LLC | Solar Photovoltaic | 34.3992 | -118.902 | 2.9
2025-09 | MISO | Alden Road Harvard Solar 1 | 65774 | 18031 | Alden Road Harvard Solar 1, LLC | Solar Photovoltaic | 42.4003 | -88.4988 | 2
2025-09 | ISNE | Cream Street Solar | 65775 | 5324 | Cream Street Solar, LLC | Solar Photovoltaic | 41.756 | -73.8754 | 2
2025-09 | ISNE | Little Falls Solar | 65776 | 5939 | Little Falls Solar | Solar Photovoltaic | 43.059 | -74.886 | 2
2025-09 | ISNE | Little Falls Solar 1 | 65777 | 5779 | Little Falls Solar 1, LLC | Solar Photovoltaic | 43.0541 | -74.8546 | 2
2025-09 | CISO | Wonderful Nursery | 65783 | WN01 | Wonderful Renewable Energy, LLC. | Solar Photovoltaic | 35.6177 | -119.3924 | 2.3
2025-09 | ISNE | Burlington Solar 1 | 65784 | BS1 | DG Connecticut III, LLC | Solar Photovoltaic | 41.7279 | -72.9326 | 3.5
2025-09 | ISNE | 1639 RT 29 Solar 1 | 65785 | 19822 | 1639 RT 29 Solar 1, LLC | Solar Photovoltaic | 43.043 | -74.2494 | 4
2025-09 | ISNE | 1639 RT 29 Solar 2 | 65786 | 19823 | 1639 RT 29 Solar 2, LLC | Solar Photovoltaic | 43.043 | -74.2494 | 2.5
2025-09 | ERCO | Castle Gap Wind | 65790 | CGWIN | Castle Gap Wind Power, LLC | Onshore Wind Turbine | 31.3938 | -98.3594 | 196.8
2025-09 | PJM | Blue Hen Solar | 65791 | BHEN1 | Madison Energy Holdings LLC | Solar Photovoltaic | 39.1857 | -75.6854 | 1.5
2025-09 | ERCO | Concho Valley Solar, LLC | 65793 | CVS | Concho Valley Solar, LLC | Solar Photovoltaic | 31.214 | -100.255 | 172.8
2025-09 | PJM | SV CSG Baileyville 1 LLC | 65796 | BAIL1 | SV CSG Baileyville 1 LLC | Solar Photovoltaic | 42.2012 | -89.6088 | 2
2025-09 | MISO | Elba Solar LLC | 65797 | ELBA | Elba Solar LLC | Solar Photovoltaic | 40.8855 | -90.0167 | 2
2025-09 | ISNE | Easton CSG 1 LLC | 65798 | ESTON | Easton CSG 1 LLC | Solar Photovoltaic | 46.6433 | -67.9087 | 3.3
2025-09 | PJM | SV CSG South Dekalb 1 LLC | 65799 | DKLB1 | SV CSG South Dekalb 1 LLC | Solar Photovoltaic | 41.8934 | -88.771 | 2
2025-09 | PJM | SV CSG South Dekalb 2 LLC | 65800 | DKLB2 | SV CSG South Dekalb 2 LLC | Solar Photovoltaic | 41.8944 | -88.7713 | 2
2025-09 | ISNE | Limestone CSG 1 LLC | 65801 | LMST1 | Limestone CSG 1 LLC | Solar Photovoltaic | 46.9164 | -67.8551 | 3.8
2025-09 | ISNE | Limestone CSG 2 LLC | 65802 | LMST2 | Limestone CSG 2 LLC | Solar Photovoltaic | 46.9291 | -67.8359 | 2.9
2025-09 | MISO | SV CSG Barrass Farms II LL | 65803 | BARAS | SV CSG Barrass Farms II LLC | Solar Photovoltaic | 37.7272 | -88.849 | 2
2025-09 | SWPP | Corvias - Fort Riley II | 65804 | 13191 | Onyx Asset Services Group | Solar Photovoltaic | 39.0856 | -96.815 | 1.3
2025-09 | NYIS | East Point Energy Center | 65805 | EP01 | East Point Energy Center, LLC | Solar Photovoltaic | 42.4614 | -74.3351 | 50
2025-09 | ERCO | Caterina | 65809 | CATER | HEN Infrastructure, L.L.C. | Batteries | 28.347 | -99.6737 | 9.9
2025-09 | ERCO | Cedarville (TX) | 65810 | CDRVL | HEN Infrastructure, L.L.C. | Batteries | 31.5141 | -103.4524 | 9.9
2025-09 | ERCO | Coyote Springs (TX) | 65811 | CYTSP | HEN Infrastructure, L.L.C. | Batteries | 31.3947 | -103.6303 | 9.9
2025-09 | ERCO | Farmersville (TX) | 65812 | FRMVL | HEN Infrastructure, L.L.C. | Batteries | 33.1611 | -96.4091 | 9.9
2025-09 | ERCO | Faulkner | 65813 | FAULK | HEN Infrastructure, L.L.C. | Batteries | 31.2624 | -103.7949 | 9.9
2025-09 | ERCO | Gomez | 65814 | GOMEZ | HEN Infrastructure, L.L.C. | Batteries | 31.0365 | -103.0242 | 9.9
2025-09 | NYIS | NY - Mines Press | 65815 | MPBS | NY - Mines Press | Batteries | 41.278 | -73.8661 | 1
2025-09 | NYIS | NY - Mines Press | 65815 | MPRES | NY - Mines Press | Solar Photovoltaic | 41.278 | -73.8661 | 1
2025-09 | CISO | Ocotillo Wells | 65820 | OWS | Conductive Power | Solar Photovoltaic | 33.0747 | -116.0912 | 50
2025-09 | NYIS | Day Hollow Road Community Solar | 65826 | 1829 | Delaware River Solar, LLC | Solar Photovoltaic | 42.1131 | -76.1781 | 5
2025-09 | ERCO | Holcomb (TX) | 65829 | HOLCO | HEN Infrastructure, L.L.C. | Batteries | 28.0353 | -99.3617 | 9.9
2025-09 | ERCO | Junction (TX) | 65830 | JUNCT | HEN Infrastructure, L.L.C. | Batteries | 30.4925 | -99.7702 | 9.9
2025-09 | ERCO | Lonestar | 65831 | LNSTR | HEN Infrastructure, L.L.C. | Batteries | 31.5949 | -103.2498 | 9.9
2025-09 | ERCO | Olney | 65832 | OLNEY | HEN Infrastructure, L.L.C. | Batteries | 33.3711 | -98.7205 | 9.9
2025-09 | ERCO | Rattlesnake (TX) | 65833 | RTLSK | HEN Infrastructure, L.L.C. | Batteries | 31.569 | -103.2266 | 9.9
2025-09 | ERCO | Saddleback | 65834 | SDLBK | HEN Infrastructure, L.L.C. | Batteries | 31.3329 | -103.4984 | 9.9
2025-09 | ERCO | Screwbean | 65835 | SCRWB | HEN Infrastructure, L.L.C. | Batteries | 31.8214 | -104.0451 | 9.9
2025-09 | ERCO | Toyah Power Station | 65836 | TOYAH | HEN Infrastructure, L.L.C. | Batteries | 31.1139 | -103.6655 | 10.4
2025-09 | ERCO | Val Verde | 65837 | VALVR | HEN Infrastructure, L.L.C. | Batteries | 26.2341 | -98.0798 | 9.9
2025-09 | NYIS | NY8 - Darby Solar | 65839 | GEN1 | MN8 Energy LLC | Solar Photovoltaic | 42.9703 | -73.5733 | 20
2025-09 | NYIS | NY8 - Teichos Pattersonville | 65840 | GEN1 | MN8 Energy LLC | Solar Photovoltaic | 42.8808 | -74.0951 | 20
2025-09 | NYIS | NY8 - ELP Stillwater Solar | 65841 | GEN1 | MN8 Energy LLC | Solar Photovoltaic | 42.9262 | -73.7115 | 20
2025-09 | ERCO | Oriana Solar LLC | 65849 | ORIPV | Oriana Solar LLC | Solar Photovoltaic | 28.9053 | -96.9781 | 180
2025-09 | CISO | Sunlight Storage | 65857 | SUNS1 | Sunlight Storage, LLC | Batteries | 33.803 | -115.402 | 230
2025-09 | ISNE | Dynamic Corinth (CSG) | 65858 | GEN1 | MN8 Energy LLC | Solar Photovoltaic | 45.0115 | -69.0267 | 5
2025-09 | ISNE | Dynamic Madison (CSG) | 65859 | GEN1 | MN8 Energy LLC | Solar Photovoltaic | 44.7917 | -69.7374 | 5
2025-09 | ERCO | Avila | 65860 | AVILA | Engie North America | Batteries | 30.9046 | -102.9159 | 160
2025-09 | ERCO | Cachi | 65861 | CACHI | Engie North America | Batteries | 29.6531 | -98.0152 | 200
2025-09 | PJM | SV CSG Baileyville 2 LLC | 65890 | BAIL2 | SV CSG Baileyville 2 LLC | Solar Photovoltaic | 42.2014 | -89.611 | 2
2025-09 | ERCO | Orange Grove | 65891 | TALPV | Orange Grove | Solar Photovoltaic | 27.9183 | -97.9805 | 131
2025-09 | PJM | Gallaudet Uni Community Solar | 65896 | GUCS1 | SMS DC CS01B, LLC | Solar Photovoltaic | 38.9072 | -76.9937 | 2
2025-09 | PJM | Gans Solar | 65902 | 5 | Gans Solar, LLC | Solar Photovoltaic | 39.7501 | -79.8358 | 14
2025-09 | PJM | Pechin Solar | 65903 | 9 | Pechin Solar, LLC | Solar Photovoltaic | 39.9611 | -79.6439 | 14
2025-09 | PJM | Listonburg Solar | 65929 | 8 | Listonburg Solar, LLC | Solar Photovoltaic | 39.7647 | -79.3034 | 15
2025-09 | CISO | Sagebrush ESS | 65933 | 1 | Terra-Gen Operating Co-BESS 2 | Batteries | 35.0477 | -118.2628 | 80
2025-09 | PJM | Honeysuckle Solar Farm | 65936 | INHS1 | Lightsource Renewable Energy Asset Management, LLC | Solar Photovoltaic | 41.719 | -86.464 | 150
2025-09 | ERCO | Porter Solar, LLC (TX) | 65937 | PORTR | Porter Solar, LLC | Solar Photovoltaic | 33.3104 | -97.3698 | 245
2025-09 | SWPP | Rocking R Solar, LLC | 65941 | RRS | Rocking R Solar, LLC | Solar Photovoltaic | 32.884 | -93.8833 | 72.5
2025-09 | MISO | Grand Casino Hinckley Solar | 65942 | GRAND | DG Central 1, LLC | Solar Photovoltaic | 46.0066 | -92.9077 | 3
2025-09 | PJM | Brookville Smart Bus Depot Microgrid | 65945 | BESS | AlphaStruxure Service Co LP | Batteries | 38.999 | -77.058 | 1.5
2025-09 | PJM | Brookville Smart Bus Depot Microgrid | 65945 | GEN2 | AlphaStruxure Service Co LP | Natural Gas Internal Combustion Engine | 38.999 | -77.058 | 0.6
2025-09 | PJM | Brookville Smart Bus Depot Microgrid | 65945 | GEN3 | AlphaStruxure Service Co LP | Natural Gas Internal Combustion Engine | 38.999 | -77.058 | 0.6
2025-09 | PJM | Brookville Smart Bus Depot Microgrid | 65945 | GENS | AlphaStruxure Service Co LP | Natural Gas Internal Combustion Engine | 38.999 | -77.058 | 0.6
2025-09 | PJM | Brookville Smart Bus Depot Microgrid | 65945 | PV | AlphaStruxure Service Co LP | Solar Photovoltaic | 38.999 | -77.058 | 1.7
2025-09 | SWPP | Hecate Energy Upshur Rural LLC | 65946 | SOLAR | Hecate Energy Upshur Rural LLC | Solar Photovoltaic | 32.8432 | -94.7319 | 3
2025-09 | ERCO | Tres Bahias | 65947 | TB | Tres Bahias Solar Power, LLC | Solar Photovoltaic | 28.6885 | -96.5098 | 196.3
2025-09 | ISNE | Kearsarge Smithfield LLC | 65949 | SMITH | Kearsarge Smithfield LLC | Solar Photovoltaic | 41.9314 | -71.579 | 8
2025-09 | ISNE | Kearsarge 100 Sohier Rd | 65950 | SOBAT | Kearsarge Beverly LLC | Batteries | 42.5647 | -70.8811 | 1.8
2025-09 | ISNE | Kearsarge 100 Sohier Rd | 65950 | SOH | Kearsarge Beverly LLC | Solar Photovoltaic | 42.5647 | -70.8811 | 2
2025-09 | PJM | Bowling Green Energy Storage Project | 65951 | BG1 | VESI 21 LLC | Batteries | 41.3826 | -83.6112 | 12
2025-09 | PJM | Andover Energy Storage Project | 65952 | AD1 | VESI 25 LLC | Batteries | 40.9808 | -74.7609 | 20
2025-09 | PJM | Howell Energy Storage Project | 65953 | HW1 | VESI 24 LLC | Batteries | 40.1337 | -74.1709 | 7
2025-09 | ISNE | Kearsarge West Shore Solar LLC | 65954 | PORT | Kearsarge West Shore Solar LLC | Solar Photovoltaic | 41.6202 | -71.2684 | 5
2025-09 | PJM | Mammoth North Solar | 65957 | GEN1 | Mammoth North, LLC | Solar Photovoltaic | 41.1993 | -86.6338 | 400
2025-09 | PJM | WMATA - Anacostia CSG | 65958 | GEN1 | MN8 Energy LLC | Solar Photovoltaic | 38.865 | -76.994 | 1.1
2025-09 | PJM | WMATA - Cheverly Metro (CSG) | 65959 | GEN1 | MN8 Energy LLC | Solar Photovoltaic | 38.9156 | -76.9174 | 1.9
2025-09 | PJM | WMATA - Naylor Rd. Metro | 65960 | GEN1 | MN8 Energy LLC | Solar Photovoltaic | 38.8503 | -76.9573 | 1.7
2025-09 | PJM | WMATA - S. Ave. Carport (East) (CSG) | 65961 | GEN1 | MN8 Energy LLC | Solar Photovoltaic | 38.8407 | -76.9752 | 1.7
2025-09 | CISO | Mesquite Solar 4, LLC | 65962 | MS4 | RWE Clean Energy | Solar Photovoltaic | 33.3265 | -112.9189 | 52.5
2025-09 | CISO | Mesquite Solar 4, LLC | 65962 | MS4B | RWE Clean Energy | Batteries | 33.3265 | -112.9189 | 10
2025-09 | CISO | Java Solar, LLC | 65965 | JAVA | Java Solar, LLC | Solar Photovoltaic | 36.2335 | -119.8163 | 13.5
2025-09 | MISO | Paris Solar | 65967 | PSLR1 | Wisconsin Electric Power Co | Solar Photovoltaic | 42.6621 | -88.0155 | 200
2025-09 | MISO | Paris Solar | 65967 | PSLR2 | Wisconsin Electric Power Co | Batteries | 42.6621 | -88.0155 | 100
2025-09 | MISO | Hodag Solar | 65968 | HODAG | Wisconsin Public Service Corp | Solar Photovoltaic | 45.6125 | -89.4437 | 7.5
2025-09 | MISO | Kankakee 2 | 65969 | KKS2 | Kankakee Solar 2 LLC | Solar Photovoltaic | 41.176 | -87.8795 | 1.5
2025-09 | CISO | Sheep Creek Community Solar Farm | 65970 | 1 | Phelan Solar LLC | Solar Photovoltaic | 34.5718 | -117.5762 | 3
2025-09 | SWPP | Seven Cowboy Wind Project, LLC | 65971 | WT1 | Seven Cowboy Wind Project, LLC | Onshore Wind Turbine | 35.2183 | -99.104 | 301.7
2025-09 | MISO | Timmerman (CSG) | 65974 | TIMM | Elora LLC | Solar Photovoltaic | 44.2346 | -95.8813 | 1
2025-09 | ERCO | Starr Solar Ranch | 65975 | TXST1 | Lightsource Renewable Energy Asset Management, LLC | Solar Photovoltaic | 26.5234 | -99.0171 | 136
2025-09 | MISO | Prairie Ronde Solar Farm | 65976 | LAPR1 | Lightsource Renewable Energy Asset Management, LLC | Solar Photovoltaic | 30.61 | -92.17 | 135
2025-09 | ERCO | Peregrine Solar | 65979 | PSPV | RWE Clean Energy | Solar Photovoltaic | 28.4279 | -97.4544 | 300
2025-09 | CISO | CED West Side Canal Battery Storage | 65980 | WCBS | Consolidated Edison Development Inc. | Batteries | 32.7294 | -115.7186 | 131
2025-09 | ERCO | Second Division Solar | 65981 | TXSD1 | Lightsource Renewable Energy Asset Management, LLC | Solar Photovoltaic | 29.1705 | -95.7416 | 100
2025-09 | PJM | KDC Solar TC Little Patuxent WWTP LLC | 65982 | TCLP | CleanCapital Holdings | Solar Photovoltaic | 39.2991 | -76.96 | 2
2025-09 | PJM | KDC Solar TC George Howard LLC | 65983 | TCGH | CleanCapital Holdings | Solar Photovoltaic | 39.3001 | -76.9571 | 2
2025-09 | PJM | KDC Solar TC Blandair Park LLC | 65984 | TCBP | CleanCapital Holdings | Solar Photovoltaic | 39.3006 | -76.961 | 2
2025-09 | PJM | IGS AKC1 | 65985 | 461 | Greenbacker Renewable Energy Corporation | Solar Photovoltaic | 41.0496 | -81.5816 | 3.8
2025-09 | MISO | USS Golly Gee Solar LLC | 65986 | USSGG | United States Solar Corporation | Solar Photovoltaic | 45.2421 | -93.5814 | 1
2025-09 | CISO | Desert Peak Energy Storage I | 65987 | DP1 | Desert Peak Energy Storage I, LLC | Batteries | 33.9311 | -116.5719 | 325
2025-09 | CISO | Desert Peak Energy Storage II | 65988 | DP2 | Desert Peak Energy Storage II, LLC | Batteries | 33.9311 | -116.5719 | 75
2025-09 | MISO | South Garden | 65989 | MNC01 | South Garden LLC | Solar Photovoltaic | 44.9492 | -94.0769 | 1
2025-09 | MISO | USS Dressen Family Solar LLC | 65991 | USSDF | United States Solar Corporation | Solar Photovoltaic | 44.8982 | -93.8387 | 1
2025-09 | MISO | USS Wolf Solar LLC | 65992 | USWOF | United States Solar Corporation | Solar Photovoltaic | 44.6153 | -95.5984 | 1
2025-09 | MISO | USS Wonder Solar LLC | 65993 | USWON | United States Solar Corporation | Solar Photovoltaic | 44.4519 | -94.5351 | 1
2025-09 | ISNE | Harmony Solar (ME) | 65996 | HARM | Maine DG Solar Harmony, LLC | Solar Photovoltaic | 44.98 | -69.5464 | 4.9
2025-09 | PJM | Powell Creek Solar | 65997 | PCS1 | Avangrid Power LLC | Solar Photovoltaic | 41.0929 | -84.1161 | 150
2025-09 | ERCO | True North Solar, LLC | 65998 | TNS1 | Avangrid Power LLC | Solar Photovoltaic | 31.4686 | -96.7942 | 238.8
2025-09 | PJM | Great Cove Solar | 65999 | GC1 | AES Distributed Energy | Solar Photovoltaic | 39.9239 | -78.0412 | 70
2025-09 | MISO | Delta Wind Farm (MS) | 66000 | DLTA | AES Clean Energy | Onshore Wind Turbine | 34.4692 | -90.3927 | 184.5
2025-09 | MISO | MP CSG 1 LLC | 66003 | MPCSG | United States Solar Corporation | Solar Photovoltaic | 46.6198 | -92.3889 | 1
2025-09 | MISO | Titlow Garden LLC CSG | 66004 | TTLOW | Titlow Garden LLC | Solar Photovoltaic | 44.5434 | -94.2229 | 1
2025-09 | ERCO | House Mountain | 66006 | BA | House Mountain | Batteries | 30.4957 | -103.451 | 73.2
2025-09 | ERCO | Flower Valley II | 66007 | BA | Flower Valley II | Batteries | 31.1973 | -103.3618 | 101
2025-09 | ERCO | Swoose II | 66008 | BA | Swoose II | Batteries | 31.4511 | -103.3618 | 101
2025-09 | ERCO | Crossett Power Management LLC | 66009 | BA | Crossett Power Management LLC | Batteries | 31.1917 | -102.3172 | 203
2025-09 | PJM | IGS CMH4, LLC | 66010 | 460 | Greenbacker Renewable Energy Corporation | Solar Photovoltaic | 39.943 | -83.3177 | 4.2
2025-09 | MISO | Platt Solar | 66015 | PLAT | Cannon River LLC | Solar Photovoltaic | 43.9814 | -95.8708 | 1
2025-09 | MISO | Skalbeck Solar | 66016 | SKAL | Cascade Solar LLC | Solar Photovoltaic | 44.7871 | -95.3688 | 1
2025-09 | MISO | Andresen Solar | 66017 | ANDR | Ballantyne LLC | Solar Photovoltaic | 44.9356 | -95.3746 | 1
2025-09 | ISNE | Norton Powerhouse 2 | 66018 | GEN3 | Norton Powerhouse 2 | Natural Gas Fired Combustion Turbine | 42.299 | -71.804 | 4.6
2025-09 | PJM | Lyons Solar | 66019 | PA01 | Lyons Solar, LLC | Solar Photovoltaic | 40.472 | -75.785 | 20
2025-09 | PJM | DRPA Woodcrest Station Solar Project | 66020 | WSSP | Solar Star River SLB, LLC | Solar Photovoltaic | 39.9073 | -75.0469 | 4.4
2025-09 | PJM | DRPA Ashland Station Solar Project | 66021 | ASSA1 | Solar Star River SLB, LLC | Solar Photovoltaic | 39.8585 | -75.0103 | 2.7
2025-09 | MISO | Amazon MDW7 Solar Project | 66022 | AMDW7 | Solar Star Prime 6, LLC | Solar Photovoltaic | 41.4241 | -87.7728 | 1.9
2025-09 | CISO | Grossmont-Cuyamaca-Cuyamaca Col. Solar & | 66023 | 18009 | Forefront Power, LLC | Solar Photovoltaic | 32.7466 | -116.9389 | 1.4
2025-09 | CISO | Grossmont-Cuyamaca-Cuyamaca Col. Solar & | 66023 | 19043 | Forefront Power, LLC | Batteries | 32.7466 | -116.9389 | 1
2025-09 | PJM | DRPA Ferry Ave Station Solar Project | 66028 | DFASP | Solar Star River SLB, LLC | Solar Photovoltaic | 39.9218 | -75.0925 | 3.2
2025-09 | MISO | Courtland CSG LLC | 66029 | CLCSG | United States Solar Corporation | Solar Photovoltaic | 44.2558 | -94.2929 | 1
2025-09 | MISO | Johnson CSG 2 | 66030 | JOHN2 | Madison Energy Holdings LLC | Solar Photovoltaic | 45.4895 | -92.8501 | 1
2025-09 | MISO | IL Sidney Project1 | 66031 | 15332 | IL Sidney Project1, LLC | Solar Photovoltaic | 40.0274 | -88.0469 | 2
2025-09 | MISO | Clay FC | 66032 | 14052 | Clay FC, LLC | Solar Photovoltaic | 38.7507 | -88.5068 | 2
2025-09 | MISO | IL West Hallock Project1 | 66033 | 15333 | IL West Hallock Project1, LLC | Solar Photovoltaic | 40.924 | -89.632 | 2
2025-09 | ISNE | Sugar Hill Solar 1 | 66034 | 19826 | Sugar Hill Solar 1, LLC | Solar Photovoltaic | 42.8326 | -73.8426 | 5
2025-09 | ISNE | 3104 Batavia Solar | 66036 | 20205 | 3104 Batavia Solar, LLC | Solar Photovoltaic | 42.9994 | -78.2752 | 3
2025-09 | ISNE | 3232 Batavia Solar | 66037 | 20206 | 3232 Batavia Solar, LLC | Solar Photovoltaic | 43.0002 | -78.2682 | 4
2025-09 | ISNE | Niagara Depot Solar | 66040 | 23204 | Niagara Depot Solar, LLC | Solar Photovoltaic | 43.1191 | -79.0071 | 3.5
2025-09 | ISNE | Arctaris Saddleback Solar | 66043 | 63233 | Arctaris Saddleback Solar, LLC | Solar Photovoltaic | 44.9464 | -70.5272 | 4.9
2025-09 | ISNE | TPE RI WA2 Solar | 66044 | 70824 | TPE RI WA2, LLC | Solar Photovoltaic | 41.7384 | -71.2674 | 3.4
2025-09 | ISNE | TPE RI WA1 Solar | 66045 | 70825 | TPE RI WA1, LLC | Solar Photovoltaic | 41.7393 | -71.2673 | 3.5
2025-09 | ERCO | Brazoria County Solar Project (Danciger) | 66046 | BRZ01 | Brazoria County Solar Project, LLC | Solar Photovoltaic | 29.1779 | -95.7612 | 200
2025-09 | PJM | Glover Creek Solar, LLC | 66047 | GLOVE | Glover Creek Solar, LLC | Solar Photovoltaic | 36.9014 | -85.712 | 55
2025-09 | MISO | Middleton Biogas Solar, LLC | 66048 | MBS | Middleton Biogas Solar, LLC | Solar Photovoltaic | 43.1233 | -89.5466 | 1.9
2025-09 | MISO | Middleton Biogas Solar, LLC | 66048 | MBS-B | Middleton Biogas Solar, LLC | Batteries | 43.1233 | -89.5466 | 0.3
2025-09 | PJM | Salvation Army Solar | 66049 | SARMY | Madison Energy Holdings LLC | Solar Photovoltaic | 39.9553 | -75.1022 | 1.1
2025-09 | CISO | Lancaster Area Battery | 66050 | LAB | AES Distributed Energy | Batteries | 34.6864 | -118.3045 | 127
2025-09 | NYIS | Eight Point Wind | 66052 | EPW01 | Eight Point Wind, LLC | Onshore Wind Turbine | 42.1016 | -77.7011 | 101.2
2025-09 | ISNE | Generate Colchester Fuel Cells, LLC | 66053 | GCFC | Generate Colchester Fuel Cells, LLC | Other Natural Gas | 41.5941 | -72.3313 | 10
2025-09 | MISO | Weston RICE | 66059 | W11 | Wisconsin Public Service Corp | Natural Gas Internal Combustion Engine | 44.8564 | -89.654 | 18.8
2025-09 | MISO | Weston RICE | 66059 | W12 | Wisconsin Public Service Corp | Natural Gas Internal Combustion Engine | 44.8564 | -89.654 | 18.8
2025-09 | MISO | Weston RICE | 66059 | W13 | Wisconsin Public Service Corp | Natural Gas Internal Combustion Engine | 44.8564 | -89.654 | 18.8
2025-09 | MISO | Weston RICE | 66059 | W14 | Wisconsin Public Service Corp | Natural Gas Internal Combustion Engine | 44.8564 | -89.654 | 18.8
2025-09 | MISO | Weston RICE | 66059 | W15 | Wisconsin Public Service Corp | Natural Gas Internal Combustion Engine | 44.8564 | -89.654 | 18.8
2025-09 | MISO | Weston RICE | 66059 | W16 | Wisconsin Public Service Corp | Natural Gas Internal Combustion Engine | 44.8564 | -89.654 | 18.8
2025-09 | MISO | Weston RICE | 66059 | W17 | Wisconsin Public Service Corp | Natural Gas Internal Combustion Engine | 44.8564 | -89.654 | 18.8
2025-09 | NYIS | Angelica Solar Site 1 | 66061 | A1 | NSF Angelica Site 1, LLC | Solar Photovoltaic | 42.3064 | -78.0704 | 5
2025-09 | NYIS | Angelica Solar Site 2 | 66062 | A2 | NSF Angelica Site 2, LLC | Solar Photovoltaic | 42.3044 | -78.0767 | 5
2025-09 | NYIS | Angelica Solar Site 3 | 66063 | A3 | NSF Angelica Site 3, LLC | Solar Photovoltaic | 42.3015 | -78.0749 | 5
2025-09 | NYIS | Angelica Solar Site 4 | 66064 | A4 | NSF Angelica Site 4, LLC | Solar Photovoltaic | 42.303 | -78.0709 | 5
2025-09 | NYIS | West Valley Solar | 66065 | WVS1 | West Valley Solar, LLC | Solar Photovoltaic | 42.449 | -78.652 | 5
2025-09 | NYIS | West Valley Solar | 66065 | WVS2 | West Valley Solar, LLC | Solar Photovoltaic | 42.449 | -78.652 | 5
2025-09 | PJM | IGS PCW1 | 66069 | 462 | Greenbacker Renewable Energy Corporation | Solar Photovoltaic | 41.5485 | -83.5787 | 3.1
2025-09 | MISO | Buffalo Sun CSG | 66070 | BUFFS | SunShare Management | Solar Photovoltaic | 44.7997 | -94.02 | 0.9
2025-09 | MISO | Oster Sun CSG | 66072 | OSTRS | SunShare Management | Solar Photovoltaic | 45.6287 | -94.6146 | 1
2025-09 | MISO | Quarry Sun CSG | 66073 | QURYS | SunShare Management | Solar Photovoltaic | 44.0437 | -92.6952 | 1
2025-09 | ISNE | Marlborough Solar | 66074 | 4942 | Marlborough Solar, LLC | Solar Photovoltaic | 41.664 | -73.9701 | 2
2025-09 | ISNE | Blacksmith Road Solar 1 | 66075 | 18120 | Blacksmith Road Solar 1, LLC | Solar Photovoltaic | 41.6017 | -70.605 | 5
2025-09 | ISNE | Blacksmith Road Solar 1 | 66075 | 18121 | Blacksmith Road Solar 1, LLC | Batteries | 41.6017 | -70.605 | 2
2025-09 | ISNE | Electric Avenue Lunenburg Solar 1 | 66076 | 20409 | Electric Avenue Lunenburg Solar 1, LLC | Solar Photovoltaic | 42.5862 | -71.7529 | 1
2025-09 | ISNE | Electric Avenue Lunenburg Solar 1 | 66076 | 20410 | Electric Avenue Lunenburg Solar 1, LLC | Batteries | 42.5862 | -71.7529 | 1
2025-09 | ISNE | Harbor Road Solar 1 | 66077 | 27582 | Harbor Road Solar 1, LLC | Solar Photovoltaic | 42.5897 | -73.1302 | 2
2025-09 | MISO | Solar Star Urbana Landfill East | 66078 | 18952 | Solar Star Urbana Landfill East, LLC | Solar Photovoltaic | 40.1208 | -88.1769 | 1.9
2025-09 | MISO | Solar Star Urbana Landfill Central | 66079 | 20824 | Solar Star Urbana Landfill Central, LLC | Solar Photovoltaic | 40.1206 | -88.1785 | 1.9
2025-09 | ISNE | Lenox Renewables | 66081 | 8211 | Lenox Renewables, LLC | Solar Photovoltaic | 43.1106 | -75.7758 | 3.3
2025-09 | MISO | OE IL Solar 3 | 66082 | 14850 | OE IL Solar 3, LLC | Solar Photovoltaic | 42.02 | -89.3626 | 2
2025-09 | MISO | French Road Solar II | 66083 | 7063 | French Road Solar II, LLC | Solar Photovoltaic | 42.0605 | -88.5451 | 2
2025-09 | MISO | Rafterville Solar | 66084 | 14508 | Rafterville Solar, LLC | Solar Photovoltaic | 45.1383 | -94.7371 | 1
2025-09 | MISO | Rockford Solar | 66085 | 16682 | Rockford Solar, LLC | Solar Photovoltaic | 42.2852 | -89.0994 | 2
2025-09 | ISNE | Milo CSG | 66086 | 29045 | Milo CSG, LLC | Solar Photovoltaic | 45.2437 | -69.0155 | 4.5
2025-09 | ISNE | Livermore Falls CSG | 66087 | 28911 | Livermore Falls CSG, LLC | Solar Photovoltaic | 44.48 | -70.1699 | 3.3
2025-09 | CISO | Putah Creek Solar Farm North | 66088 | PCEF | Putah Creek Solar Farms LLC | Solar Photovoltaic | 38.5245 | -121.9953 | 3
2025-09 | PJM | Canal Road Solar | 66089 | CANAL | NJR Clean Energy Ventures Corporation | Solar Photovoltaic | 40.535 | -74.563 | 4
2025-09 | MISO | Moraine Sands Wind Power | 66093 | MSWP1 | Moraine Sands Wind Power, LLC | Onshore Wind Turbine | 40.1709 | -89.8951 | 171
2025-09 | NYIS | Bizer Creek | 66094 | 561 | Greenbacker Renewable Energy Corporation | Solar Photovoltaic | 43.0001 | -78.7938 | 1.5
2025-09 | PJM | ER Bison Solar CSG | 66097 | 371 | Greenbacker Renewable Energy Corporation | Solar Photovoltaic | 40.9418 | -76.8935 | 1.4
2025-09 | ISNE | Water Street Solar | 66100 | WATER | AES Distributed Energy | Solar Photovoltaic | 44.2424 | -69.7543 | 5
2025-09 | MISO | Blue Elk IV Solar, LLC | 66102 | BEIV | Blue Elk IV Solar, LLC | Solar Photovoltaic | 41.941 | -84.035 | 20
2025-09 | MISO | Blue Elk III Solar, LLC | 66103 | BEIII | Blue Elk III Solar, LLC | Solar Photovoltaic | 42.516 | -84.593 | 20
2025-09 | MISO | Blue Elk VII Solar, LLC | 66104 | BEVII | Blue Elk VII Solar, LLC | Solar Photovoltaic | 43.087 | -83.5675 | 12.5
2025-09 | MISO | Blue Elk II Solar, LLC | 66105 | BEII | Blue Elk II Solar, LLC | Solar Photovoltaic | 42.5049 | -84.477 | 20
2025-09 | MISO | Midcontinent Solar, LLC | 66108 | MCS | Midcontinent Solar, LLC | Solar Photovoltaic | 42.9709 | -84.158 | 20
2025-09 | MISO | Greenstone Solar, LLC | 66109 | GRSS | Greenstone Solar, LLC | Solar Photovoltaic | 41.942 | -85.122 | 20
2025-09 | MISO | Elizabeth Solar Plant | 66111 | US199 | Horus Louisiana 1, LLC | Solar Photovoltaic | 30.8198 | -92.9718 | 142.8
2025-09 | MISO | Newport Solar Project | 66112 | U1 | Newport Solar, LLC | Solar Photovoltaic | 35.6689 | -91.1871 | 180
2025-09 | PJM | HCE Amelia Solar I, LLC | 66115 | AML1 | Standard Solar | Solar Photovoltaic | 37.4538 | -77.9568 | 5
2025-09 | PJM | HCE Amelia Solar II, LLC | 66116 | AML2 | Standard Solar | Solar Photovoltaic | 37.4811 | -77.9679 | 5
2025-09 | PJM | HCE Millboro Springs Solar, LLC | 66117 | MLBS | Standard Solar | Solar Photovoltaic | 38 | -79.5687 | 5
2025-09 | PJM | HCE Moran Solar, LLC | 66118 | MORAN | Standard Solar | Solar Photovoltaic | 37.2299 | -78.2713 | 3
2025-09 | PJM | HCE Powhatan Solar, LLC | 66119 | POW | Standard Solar | Solar Photovoltaic | 37.5288 | -77.9598 | 5
2025-09 | PJM | HCE Reams Solar, LLC | 66120 | REAMS | Standard Solar | Solar Photovoltaic | 37.0903 | -77.4835 | 5
2025-09 | PJM | HCE Red House Solar, LLC | 66121 | REDHS | Standard Solar | Solar Photovoltaic | 37.1838 | -78.8141 | 5
2025-09 | PJM | HCE Roark Mill Solar, LLC | 66122 | RKML | Standard Solar | Solar Photovoltaic | 37.0562 | -79.3051 | 3.2
2025-09 | ERCO | Prairie Switch Wind LLC | 66123 | PSW1 | Prairie Switch Wind LLC | Onshore Wind Turbine | 29.0919 | -96.09 | 163.2
2025-09 | NYIS | Hecate Energy Albany 2 LLC | 66126 | 292 | Greenbacker Renewable Energy Corporation | Solar Photovoltaic | 42.5079 | -73.8365 | 21.1
2025-09 | PJM | Bartonsville Energy Facility, LLC | 66133 | BTS | Bartonsville Energy Facility, LLC | Solar Photovoltaic | 39.0887 | -78.2399 | 130
2025-09 | ERCO | Zier Solar | 66137 | 11023 | Cypress Creek Renewables | Batteries | 29.351 | -100.562 | 40.4
2025-09 | ERCO | Zier Solar | 66137 | 41195 | Cypress Creek Renewables | Solar Photovoltaic | 29.351 | -100.562 | 160
2025-09 | PJM | PNA Rossford Solar Array | 66140 | PNA01 | Onsite Partners, LLC | Solar Photovoltaic | 41.6149 | -83.5572 | 1.4
2025-09 | CISO | Kaiser - Harbor City | 66142 | KSR48 | Bloom Energy | Other Natural Gas | 33.788 | -118.2955 | 2.1
2025-09 | CISO | San Diego Community College | 66143 | SDC01 | Bloom Energy | Other Natural Gas | 32.8059 | -117.1677 | 1
2025-09 | CISO | Life Technologies - Fremont | 66145 | TMF06 | Bloom Energy | Other Natural Gas | 37.487 | -121.9394 | 1.3
2025-09 | CISO | Kaiser - LA | 66146 | KSR40 | Bloom Energy | Other Natural Gas | 34.0994 | -118.2957 | 4.5
2025-09 | CISO | Kaiser - Woodland Hills | 66148 | KSR55 | Bloom Energy | Other Natural Gas | 34.1731 | -118.5903 | 3.1
2025-09 | NYIS | Equinix - Elmsford | 66150 | EQX36 | Bloom Energy | Other Natural Gas | 41.0712 | -73.8192 | 1.7
2025-09 | ISNE | CoreSite - Somerville | 66151 | CST00 | Bloom Energy | Other Natural Gas | 42.3766 | -71.0805 | 3.6
2025-09 | ISNE | Connecticut College | 66152 | CNC00 | Bloom Energy | Other Natural Gas | 41.3815 | -72.1032 | 1.2
2025-09 | SWPP | Ponderosa Wind II | 66155 | GP01 | Ponderosa Wind II, LLC | Onshore Wind Turbine | 36.5895 | -100.8037 | 100
2025-09 | SWPP | High Banks Wind | 66156 | WT | High Banks Wind, LLC | Onshore Wind Turbine | 39.816 | -97.431 | 643.4
2025-09 | ERCO | Red Tailed Hawk Solar LLC | 66157 | GEN1 | Acciona Energy USA Global, LLC | Solar Photovoltaic | 29.1592 | -96.1416 | 350
2025-09 | MISO | Cape Girardeau Renewable Energy Center | 66159 | RECBJ | Union Electric Co - (MO) | Solar Photovoltaic | 37.3197 | -89.526 | 1.2
2025-09 | PJM | Friendship I | 66160 | 569 | Greenbacker Renewable Energy Corporation | Solar Photovoltaic | 39.3095 | -76.9791 | 2
2025-09 | PJM | Friendship II | 66162 | 570 | Wyman Hill Solar, LLC | Solar Photovoltaic | 39.3095 | -76.9791 | 2
2025-09 | ISNE | Pleasant Street | 66165 | 379 | Greenbacker Renewable Energy Corporation | Solar Photovoltaic | 44.6208 | -70.1895 | 3
2025-09 | ISNE | South Street - Middlebury | 66166 | 291 | Bowser Road Solar Project 2021, LLC | Solar Photovoltaic | 43.9864 | -73.1749 | 5
2025-09 | CISO | AM Wind Repower LLC | 66167 | 63235 | Brookfield Renewable Trading and Marketing LP | Onshore Wind Turbine | 33.9437 | -116.6615 | 27
2025-09 | ERCO | Revolution | 66170 | 1 | Crane 2 BESS, LLC | Batteries | 31.2335 | -102.3085 | 150
2025-09 | ISNE | Treasure Lane Solar 1 | 66174 | TREAS | AES Clean Energy | Solar Photovoltaic | 44.3352 | -69.8401 | 4.5
2025-09 | MISO | Ivanhoe Generation Facility | 66175 | GEN1 | Orion Engineered Carbons | All Other | 29.777 | -91.736 | 31
2025-09 | NYIS | Landau Solar | 66176 | 10891 | Generate Capital | Solar Photovoltaic | 41.9007 | -74.0278 | 2
2025-09 | NYIS | Drinkwater Solar | 66177 | 10896 | Generate Capital | Solar Photovoltaic | 43.015 | -74.6834 | 2
2025-09 | ISNE | Huxley Solar | 66180 | HUXBA | Huxley Solar, LLC | Batteries | 42.1976 | -72.4801 | 5
2025-09 | ISNE | Huxley Solar | 66180 | HUXPV | Huxley Solar, LLC | Solar Photovoltaic | 42.1976 | -72.4801 | 5
2025-09 | ISNE | Beacon Solar, LLC | 66181 | BEABA | Beacon Solar, LLC | Batteries | 42.284 | -72.677 | 5
2025-09 | ISNE | Beacon Solar, LLC | 66181 | BEAPV | Beacon Solar, LLC | Solar Photovoltaic | 42.284 | -72.677 | 5
2025-09 | ISNE | Town of Amherst Solar | 66182 | AMHBA | Town of Amherst Solar, LLC | Batteries | 42.356 | -72.479 | 2.5
2025-09 | ISNE | Town of Amherst Solar | 66182 | AMHPV | Town of Amherst Solar, LLC | Solar Photovoltaic | 42.356 | -72.479 | 2.5
2025-09 | MISO | Crooked Lake Solar, LLC | 66185 | GEN1 | Crooked Lake Solar, LLC | Solar Photovoltaic | 35.9147 | -89.7843 | 175
2025-09 | NYIS | McCarthy Solar | 66187 | 10992 | Generate Capital | Solar Photovoltaic | 41.4013 | -74.1791 | 2
2025-09 | CISO | POM Plant 1 | 66188 | POMP1 | Wonderful Renewable Energy, LLC. | Solar Photovoltaic | 36.6571 | -119.5857 | 2.4
2025-09 | CISO | POM Plant 2 | 66189 | POMP2 | Wonderful Renewable Energy, LLC. | Solar Photovoltaic | 36.6567 | -119.5922 | 1.6
2025-09 | MISO | Maple Flats | 66191 | 65015 | Invenergy Services LLC | Solar Photovoltaic | 38.7485 | -88.5469 | 250
2025-09 | MISO | Heartland Farms | 66192 | 65014 | Consumers Energy Co - (MI) | Onshore Wind Turbine | 43.2139 | -84.6331 | 200
2025-09 | MISO | Oak Ridge Solar | 66193 | OAKRG | AES Clean Energy | Solar Photovoltaic | 32.575 | -91.7884 | 200
2025-09 | SWPP | SPPW1, LLC | 66195 | T-1 | SPPW1, LLC | Onshore Wind Turbine | 40.3138 | -98.9603 | 2.8
2025-09 | SWPP | SPPW1, LLC | 66195 | T-2 | SPPW1, LLC | Onshore Wind Turbine | 40.3138 | -98.9603 | 2.8
2025-09 | PJM | Madison Fields Solar Project, LLC | 66198 | USMDF | Madison Fields Solar Project, LLC | Solar Photovoltaic | 40.0971 | -83.4687 | 180
2025-09 | ISNE | Niagara Bottling - Bloomfield | 66201 | NBBRM | Westbound Solar 3, LLC | Solar Photovoltaic | 41.8604 | -72.7229 | 2.8
2025-09 | PJM | Ripley | 66203 | RIPLY | MN8 Energy LLC | Solar Photovoltaic | 38.535 | -77.097 | 27.5
2025-09 | NYIS | Mohawk View Solar | 66206 | MOVSO | Mohawk View Solar, LLC | Solar Photovoltaic | 42.9412 | -74.3722 | 5
2025-09 | NYIS | Van Epps Solar | 66207 | VEPSO | Van Epps Solar, LLC | Solar Photovoltaic | 42.934 | -74.3782 | 5
2025-09 | CISO | North Central Valley | 66208 | NCV | North Central Valley Energy Storage, LLC | Batteries | 38.0153 | -121.0178 | 132
2025-09 | NYIS | Bantam Solar | 66209 | 10986 | Generate Capital | Solar Photovoltaic | 43.0704 | -74.7308 | 5
2025-09 | NYIS | Bogart Solar | 66210 | 10887 | Generate Capital | Solar Photovoltaic | 42.2096 | -73.9951 | 2
2025-09 | NYIS | Brickchurch Solar | 66211 | 10889 | Generate Capital | Solar Photovoltaic | 43.2017 | -76.9681 | 2
2025-09 | NYIS | Canoga Solar | 66212 | 10965 | Generate Capital | Solar Photovoltaic | 42.8521 | -76.8001 | 5
2025-09 | NYIS | Costanza Solar | 66213 | 10907 | Generate Capital | Solar Photovoltaic | 42.4606 | -74.0694 | 2
2025-09 | NYIS | County Route 84 Solar | 66214 | 10967 | Generate Capital | Solar Photovoltaic | 42.0272 | -77.5825 | 5
2025-09 | NYIS | Cafferty Hill Solar | 66215 | 10996 | Generate Capital | Solar Photovoltaic | 42.0818 | -76.1129 | 5
2025-09 | NYIS | Donati Solar | 66217 | 10968 | Generate Capital | Solar Photovoltaic | 42.9448 | -76.7909 | 2
2025-09 | NYIS | Dubois Solar (Hybrid) | 66218 | 10892 | Generate Capital | Solar Photovoltaic | 41.5989 | -74.2858 | 2
2025-09 | NYIS | Dubois Solar (Hybrid) | 66218 | BAT | Generate Capital | Batteries | 41.5989 | -74.2858 | 2
2025-09 | NYIS | Dunkleman Solar | 66219 | 11008 | Generate Capital | Solar Photovoltaic | 42.3513 | -78.8482 | 5
2025-09 | NYIS | Finney Solar | 66220 | 10999 | Generate Capital | Solar Photovoltaic | 42.9795 | -74.2751 | 5
2025-09 | NYIS | Henrietta Solar | 66221 | 10972 | Generate Capital | Solar Photovoltaic | 43.0211 | -77.7068 | 5
2025-09 | NYIS | Landau II Solar (Hybrid) | 66222 | 10895 | Generate Capital | Solar Photovoltaic | 41.9002 | -74.0244 | 4
2025-09 | NYIS | Landau II Solar (Hybrid) | 66222 | BAT | Generate Capital | Batteries | 41.9002 | -74.0244 | 4
2025-09 | NYIS | Lockenhurst Pond Solar | 66223 | 11000 | Generate Capital | Solar Photovoltaic | 41.337 | -74.555 | 2
2025-09 | NYIS | New Beginnings Solar | 66224 | 10890 | Generate Capital | Solar Photovoltaic | 41.8924 | -74.0936 | 2
2025-09 | NYIS | NY70 Solar | 66225 | 10970 | Generate Capital | Solar Photovoltaic | 42.5522 | -77.968 | 5
2025-09 | NYIS | Reid Solar | 66226 | 10991 | Generate Capital | Solar Photovoltaic | 43.2056 | -75.383 | 4.8
2025-09 | NYIS | Reisender Solar | 66227 | 10886 | Generate Capital | Solar Photovoltaic | 41.7435 | -74.5146 | 2
2025-09 | NYIS | Salt Point Solar (Hybrid) | 66228 | 10888 | Generate Capital | Solar Photovoltaic | 41.7411 | -73.8821 | 2
2025-09 | NYIS | Salt Point Solar (Hybrid) | 66228 | BAT | Generate Capital | Batteries | 41.7411 | -73.8821 | 2
2025-09 | NYIS | Sangolqui Solar | 66229 | 10975 | Generate Capital | Solar Photovoltaic | 42.9473 | -76.7856 | 2
2025-09 | NYIS | State Route 14A Solar | 66230 | 10997 | Generate Capital | Solar Photovoltaic | 42.7408 | -77.0724 | 5
2025-09 | NYIS | State Highway 17B Solar | 66231 | 10988 | Generate Capital | Solar Photovoltaic | 41.6823 | -74.8765 | 4.4
2025-09 | NYIS | Svenski Solar (Hybrid) | 66232 | 10894 | Generate Capital | Solar Photovoltaic | 41.535 | -74.3229 | 2
2025-09 | NYIS | Svenski Solar (Hybrid) | 66232 | BAT | Generate Capital | Batteries | 41.535 | -74.3229 | 2
2025-09 | NYIS | West Creek Solar | 66233 | 10995 | Generate Capital | Solar Photovoltaic | 42.1926 | -76.2593 | 5
2025-09 | NYIS | Wheatland 2A Solar | 66234 | 10971 | Generate Capital | Solar Photovoltaic | 43.0172 | -77.7987 | 4.5
2025-09 | NYIS | Wheatland 2B Solar | 66235 | 10961 | Generate Capital | Solar Photovoltaic | 43.0155 | -77.7986 | 4.5
2025-09 | NYIS | Wildflower Way Solar | 66236 | 10982 | Generate Capital | Solar Photovoltaic | 42.3584 | -77.3042 | 5
2025-09 | MISO | Pearl River Solar Park LLC | 66239 | GEN01 | Pearl River Solar Park, LLC | Solar Photovoltaic | 32.551 | -89.7301 | 175
2025-09 | MISO | Ragsdale Solar LLC | 66240 | GEN01 | Ragsdale Solar, LLC | Solar Photovoltaic | 32.551 | -90.0097 | 100
2025-09 | CISO | Lake Elsinore Canopies - Lakeside HS | 66242 | LSHS | Standard Solar | Solar Photovoltaic | 33.668 | -117.383 | 1
2025-09 | ISNE | Lewiston Junction Road Solar | 66243 | LWSJN | NextGrid Peppertree, LLC | Solar Photovoltaic | 44.0506 | -70.3071 | 4.9
2025-09 | ISNE | Webb Road Solar | 66244 | WEBRD | NextGrid Mastic, LLC | Solar Photovoltaic | 44.5282 | -69.6973 | 4.6
2025-09 | ISNE | Merrill Road Solar | 66245 | MRLRD | NextGrid Mangrove, LLC | Solar Photovoltaic | 44.1579 | -70.1971 | 4.6
2025-09 | ISNE | Lisbon Street Solar | 66246 | LSBST | NextGrid Cliffrose, LLC | Solar Photovoltaic | 44.061 | -70.1537 | 2
2025-09 | SWPP | Butterfield Solar Farm | 66248 | BSS1 | Oklahoma Gas & Electric Co | Solar Photovoltaic | 33.9689 | -96.4346 | 5
2025-09 | PJM | Blue Harvest Solar Park | 66249 | GEN01 | Blue Harvest Solar Park LLC | Solar Photovoltaic | 41.0917 | -84.2744 | 49.9
2025-09 | PJM | Timber Road Solar Park | 66250 | GEN01 | Timber Road Solar Park | Solar Photovoltaic | 41.0923 | -84.7257 | 49.9
2025-09 | NYIS | Source Power Company - Aldrich | 66256 | P4726 | Morristown Solar II, LLC | Solar Photovoltaic | 44.5342 | -75.6595 | 5
2025-09 | NYIS | Source Power NY II - Whaling | 66258 | P5569 | Whaling Solar, LLC | Solar Photovoltaic | 43.1918 | -75.1855 | 3.2
2025-09 | NYIS | Source Power NY III - Medina II (CSG) | 66259 | P5646 | TJA-NY-11202 Ridge Rd Medina, LLC | Solar Photovoltaic | 43.2677 | -78.3995 | 5
2025-09 | PJM | Martin Marietta Wind Project | 66261 | WTG01 | OEE XXXIII LLC | Onshore Wind Turbine | 41.466 | -83.367 | 1.5
2025-09 | PJM | Martin Marietta Wind Project | 66261 | WTG02 | OEE XXXIII LLC | Onshore Wind Turbine | 41.466 | -83.367 | 1.5
2025-09 | PJM | Martin Marietta Wind Project | 66261 | WTG03 | OEE XXXIII LLC | Onshore Wind Turbine | 41.466 | -83.367 | 1.5
2025-09 | ERCO | Cutlass Solar II | 66262 | SAREN | Cutlass II Solar LLC | Solar Photovoltaic | 29.39 | -95.78 | 202.8
2025-09 | MISO | Speedway Solar, LLC | 66264 | SDS | Speedway Solar, LLC | Solar Photovoltaic | 39.6137 | -85.6547 | 199
2025-09 | CISO | Paradise Energy Storage | 66265 | 1 | San Diego Gas & Electric Co | Batteries | 32.7036 | -117.0498 | 10
2025-09 | CISO | Clairemont Energy Storage | 66266 | 1 | San Diego Gas & Electric Co | Batteries | 32.8256 | -117.1832 | 10
2025-09 | ISNE | Gravel Pit Solar, LLC | 66268 | GPS03 | Gravel Pit Solar, LLC | Solar Photovoltaic | 41.8889 | -72.549 | 50
2025-09 | ISNE | Gravel Pit Solar, LLC | 66268 | GPS04 | Gravel Pit Solar, LLC | Solar Photovoltaic | 41.8889 | -72.549 | 70
2025-09 | PJM | Riverstart Solar Park III | 66269 | RSS03 | Riverstart Solar Park III LLC | Solar Photovoltaic | 40.0556 | -85.1266 | 100
2025-09 | CISO | Proxima | 66270 | PRXBS | Proxima Solar, LLC | Batteries | 37.4004 | -121.1628 | 162
2025-09 | CISO | Proxima | 66270 | PRXMA | Proxima Solar, LLC | Solar Photovoltaic | 37.4004 | -121.1628 | 190
2025-09 | NYIS | RIC - Hanover (CSG) | 66272 | GEN1 | MN8 Energy LLC | Solar Photovoltaic | 42.55 | -79.15 | 5
2025-09 | NYIS | Summit - Cicero | 66273 | GEN1 | MN8 Energy LLC | Solar Photovoltaic | 43.2 | -76.12 | 5
2025-09 | NYIS | Summit - Lysander (CSG) | 66274 | GEN1 | MN8 Energy LLC | Solar Photovoltaic | 43.1603 | -76.2836 | 3.5
2025-09 | NYIS | Summit - Oswego | 66275 | GEN1 | MN8 Energy LLC | Solar Photovoltaic | 43.37 | -76.4647 | 2.2
2025-09 | PJM | Blake Solar Plant | 66276 | US620 | Horus West Virginia 1, LLC | Solar Photovoltaic | 39.2636 | -77.8334 | 96
2025-09 | CISO | Elliott Energy Storage | 66278 | 1 | San Diego Gas & Electric Co | Batteries | 32.8164 | -117.0889 | 10
2025-09 | CISO | Boulevard Energy Storage | 66279 | 1 | San Diego Gas & Electric Co | Batteries | 32.6618 | -116.2734 | 10
2025-09 | CISO | Pala Gomez Creek BESS | 66280 | 1 | San Diego Gas & Electric Co | Batteries | 33.3577 | -117.1117 | 10
2025-09 | CISO | Melrose BESS | 66281 | 1 | San Diego Gas & Electric Co | Batteries | 33.2072 | -117.2528 | 10
2025-09 | CISO | Melrose BESS | 66281 | 2 | San Diego Gas & Electric Co | Batteries | 33.2072 | -117.2528 | 10
2025-09 | MISO | Woodruff County Solar | 66282 | PV1 | Arkansas Electric Coop Corp | Solar Photovoltaic | 35.2563 | -91.3402 | 122
2025-09 | ISNE | Silver Maple | 66283 | SIMA1 | WEB Silver Maple Wind LLC | Onshore Wind Turbine | 44.7821 | -68.5201 | 20
2025-09 | CISO | Condor Energy Storage LLC | 66285 | COND1 | Condor Energy Storage LLC | Batteries | 34.0205 | -117.3324 | 200
2025-09 | CISO | Peregrine Energy Storage LLC | 66286 | PERE1 | Peregrine Energy Storage, LLC | Batteries | 32.6924 | -117.1366 | 200
2025-09 | ERCO | Cutlass Solar 1 LLC | 66310 | CT1PV | Cutlass Solar 1, LLC | Solar Photovoltaic | 29.4097 | -95.734 | 110.9
2025-09 | PJM | Bookers Mill Solar | 66314 | BMSO | Dominion Energy Inc. | Solar Photovoltaic | 37.86 | -76.56 | 127
2025-09 | PJM | Madison Solar (VA) | 66316 | MDSO | AES Clean Energy | Solar Photovoltaic | 38.2878 | -77.84 | 62.5
2025-09 | ISNE | Brimfield | 66317 | BRIM1 | WEB Brimfield Solar LLC | Solar Photovoltaic | 42.1174 | -72.2235 | 1.9
2025-09 | ISNE | WEB Brookfield | 66318 | BROK1 | WEB Brookfield Solar LLC | Solar Photovoltaic | 42.1916 | -72.1094 | 3.4
2025-09 | ISNE | 3Colton | 66320 | 3COLT | Madison Energy Holdings LLC | Solar Photovoltaic | 42.2062 | -71.74 | 3.4
2025-09 | ERCO | King Creek Wind Farm 1, LLC | 66321 | KC1 | King Creek Wind Farm 1, LLC | Onshore Wind Turbine | 33.268 | -99.468 | 184
2025-09 | NYIS | Summit - Scriba CSG | 66322 | GEN1 | MN8 Energy LLC | Solar Photovoltaic | 43.46 | -76.4647 | 5
2025-09 | ERCO | King Creek Wind Farm 2, LLC | 66323 | KC2 | King Creek Wind Farm 2, LLC | Onshore Wind Turbine | 33.1824 | -99.3899 | 209
2025-09 | ERCO | BPL Files Solar | 66324 | FILES | BPL Files Solar LLC | Solar Photovoltaic | 32.184 | -97.0714 | 157.5
2025-09 | CISO | Wonderful Firebaugh | 66331 | WFB01 | Wonderful Renewable Energy, LLC. | Solar Photovoltaic | 36.836 | -120.3205 | 5.4
2025-09 | CISO | Wonderful Kings | 66332 | WFK01 | Wonderful Renewable Energy, LLC. | Solar Photovoltaic | 35.769 | -119.8685 | 3.5
2025-09 | ERCO | Timmerman Power Plant | 66335 | G1 | Lower Colorado River Authority | Natural Gas Internal Combustion Engine | 29.875 | -97.807 | 18
2025-09 | ERCO | Timmerman Power Plant | 66335 | G10 | Lower Colorado River Authority | Natural Gas Internal Combustion Engine | 29.875 | -97.807 | 18
2025-09 | ERCO | Timmerman Power Plant | 66335 | G2 | Lower Colorado River Authority | Natural Gas Internal Combustion Engine | 29.875 | -97.807 | 18
2025-09 | ERCO | Timmerman Power Plant | 66335 | G3 | Lower Colorado River Authority | Natural Gas Internal Combustion Engine | 29.875 | -97.807 | 18
2025-09 | ERCO | Timmerman Power Plant | 66335 | G4 | Lower Colorado River Authority | Natural Gas Internal Combustion Engine | 29.875 | -97.807 | 18
2025-09 | ERCO | Timmerman Power Plant | 66335 | G5 | Lower Colorado River Authority | Natural Gas Internal Combustion Engine | 29.875 | -97.807 | 18
2025-09 | ERCO | Timmerman Power Plant | 66335 | G6 | Lower Colorado River Authority | Natural Gas Internal Combustion Engine | 29.875 | -97.807 | 18
2025-09 | ERCO | Timmerman Power Plant | 66335 | G7 | Lower Colorado River Authority | Natural Gas Internal Combustion Engine | 29.875 | -97.807 | 18
2025-09 | ERCO | Timmerman Power Plant | 66335 | G8 | Lower Colorado River Authority | Natural Gas Internal Combustion Engine | 29.875 | -97.807 | 18
2025-09 | ERCO | Timmerman Power Plant | 66335 | G9 | Lower Colorado River Authority | Natural Gas Internal Combustion Engine | 29.875 | -97.807 | 18
2025-09 | ERCO | St. Gall Energy Storage I | 66336 | SGES1 | St. Gall Energy Storage I | Batteries | 30.9244 | -102.9536 | 102.6
2025-09 | ERCO | Callisto I Energy Center | 66338 | CALL1 | Callisto I Energy Center | Batteries | 29.6468 | -95.4505 | 223.4
2025-09 | MISO | Brainerd Airport | 66339 | BRN01 | Onsite Partners, LLC | Solar Photovoltaic | 46.391 | -94.1405 | 5.8
2025-09 | NYIS | Ruler Solar Partners (CSG) | 66360 | RUSP1 | Ruler Solar Partners, LLC | Solar Photovoltaic | 44.6563 | -75.4971 | 4.9
2025-09 | NYIS | Royal Solar Partners (CSG) | 66361 | ROSP1 | Royal Solar Partners, LLC | Solar Photovoltaic | 44.6563 | -75.4984 | 5
2025-09 | PJM | Cobalt Solar, LLC | 66364 | COBAL | Cypress Creek Renewables | Solar Photovoltaic | 41.3991 | -79.3959 | 20
2025-09 | PJM | Erie Solar, LLC | 66365 | ERIE | Erie Solar, LLC | Solar Photovoltaic | 42.0131 | -80.3073 | 20
2025-09 | MISO | IMPA Middletown Solar Park | 66366 | MIDDL | Indiana Municipal Power Agency | Solar Photovoltaic | 40.0652 | -85.5367 | 1.4
2025-09 | PJM | IMPA Richmond Solar Park 7 | 66367 | RICH7 | Indiana Municipal Power Agency | Solar Photovoltaic | 39.8136 | -84.9581 | 4.4
2025-09 | MISO | Wildflower Solar, LLC (MS) | 66369 | WDFL | Duke Energy Renewables Services | Solar Photovoltaic | 34.962 | -90.184 | 100
2025-09 | ISNE | BWC Unity Pond LLC | 66370 | BENTN | Navisun LLC | Solar Photovoltaic | 44.5871 | -69.5508 | 4.5
2025-09 | NYIS | SCS Penfield One 010750 Penfield, LLC | 66380 | 83022 | Arevon Energy, Inc. | Solar Photovoltaic | 43.134 | -77.38 | 5
2025-09 | ISNE | SCS Harpswell 012903 Brunswick, LLC | 66381 | 11822 | Arevon Energy, Inc. | Solar Photovoltaic | 43.897 | -69.947 | 4.9
2025-09 | NYIS | Albion A | 66386 | NECA | NY USLE Albion Long Bridge A LLC | Solar Photovoltaic | 43.2267 | -78.288 | 5
2025-09 | NYIS | Oswego | 66387 | NECA | NY USLE Oswego SR104 LLC | Solar Photovoltaic | 43.4724 | -76.341 | 5
2025-09 | NYIS | NY USLE Rome-Oriskany | 66388 | NECA | NY USLE Rome Rome-Oriskany LLC | Solar Photovoltaic | 43.1931 | -75.4276 | 3.5
2025-09 | MISO | Cereal City Solar, LLC | 66389 | CCSPV | Cereal City Solar, LLC | Solar Photovoltaic | 42.3058 | -85.0323 | 100
2025-09 | PJM | Towanda Facility | 66393 | P103 | REV LNG SSL BC, LLC | Natural Gas Internal Combustion Engine | 41.8144 | -76.2875 | 1.6
2025-09 | PJM | Towanda Facility | 66393 | P104 | REV LNG SSL BC, LLC | Natural Gas Internal Combustion Engine | 41.8144 | -76.2875 | 1.6
2025-09 | PJM | Towanda Facility | 66393 | P105 | REV LNG SSL BC, LLC | Natural Gas Internal Combustion Engine | 41.8144 | -76.2875 | 1.6
2025-09 | CISO | Goleta Energy Storage, LLC | 66394 | GOLET | Goleta Energy Storage, LLC | Batteries | 34.4324 | -119.8681 | 60
2025-09 | ISNE | Caribou | 66402 | CRBOU | Altus Power America Management, LLC | Solar Photovoltaic | 46.909 | -68.046 | 4.1
2025-09 | ISNE | Loring | 66403 | LRING | Altus Power America Management, LLC | Solar Photovoltaic | 46.9391 | -67.9289 | 4.1
2025-09 | SWPP | Chaves County Solar II | 66405 | CCS2 | Chaves County Solar II, LLC | Solar Photovoltaic | 33.4343 | -104.4476 | 30
2025-09 | ERCO | Grizzly Ridge Solar | 66410 | 375 | Grizzly Ridge Solar LLC | Solar Photovoltaic | 31.7382 | -98.2137 | 100
2025-09 | SWPP | Hayhurst New Mexico Solar | 66412 | HHNM | Hayhurst New Mexico Solar | Solar Photovoltaic | 32.0707 | -104.1616 | 20
2025-09 | MISO | IMPA Knightstown Solar Park | 66415 | KNIGH | Indiana Municipal Power Agency | Solar Photovoltaic | 39.796 | -85.5085 | 1.4
2025-09 | MISO | IMPA Washington Solar Park 2 | 66416 | WASH2 | Indiana Municipal Power Agency | Solar Photovoltaic | 38.6783 | -87.2008 | 9.9
2025-09 | ISNE | Manheim New England | 66417 | GRND | Cox Enterprises | Solar Photovoltaic | 41.8781 | -71.1635 | 2.5
2025-09 | MISO | Dane County Solar LLC | 66419 | DANE | Dane County Solar LLC | Solar Photovoltaic | 43.0466 | -89.2393 | 17.3
2025-09 | ERCO | Five Wells Solar Center - Hybrid | 66420 | FWBAT | Five Wells Solar Center, LLC | Batteries | 30.9986 | -97.259 | 262.5
2025-09 | ERCO | Five Wells Solar Center - Hybrid | 66420 | FWSOL | Five Wells Solar Center, LLC | Solar Photovoltaic | 30.9986 | -97.259 | 355.4
2025-09 | MISO | Westside Solar | 66422 | NORTH | Westside Solar, LLC (Ecofin) | Solar Photovoltaic | 44.0536 | -92.5485 | 3.5
2025-09 | MISO | Westside Solar | 66422 | SOUTH | Westside Solar, LLC (Ecofin) | Solar Photovoltaic | 44.0536 | -92.5485 | 6.5
2025-09 | CISO | Stanton Battery Energy Storage | 66423 | BESS1 | Wellhead Services, Inc | Batteries | 33.8068 | -117.9886 | 68.8
2025-09 | NYIS | ELP Livingston Solar | 66424 | LIV | ELP Livingston Solar, LLC | Solar Photovoltaic | 42.169 | -73.7671 | 5
2025-09 | NYIS | ELP Claverack Solar | 66425 | CLAV | ELP Claverack Solar, LLC | Solar Photovoltaic | 42.2484 | -73.738 | 5
2025-09 | ISNE | Emerald Marshfields, LLC | 66427 | EMAR1 | Emerald Marshfield, LLC | Solar Photovoltaic | 42.0993 | -70.7146 | 1.9
2025-09 | PJM | Emerald Kemble, LLC | 66428 | EK350 | Emerald Kemble, LLC | Solar Photovoltaic | 40.7684 | -74.4987 | 1.2
2025-09 | PJM | Emerald Kemble, LLC | 66428 | EK360 | Emerald Kemble, LLC | Solar Photovoltaic | 40.7684 | -74.4987 | 1.2
2025-09 | ISNE | Emerald Gardens PKI, LLC | 66429 | EPKI1 | Emerald Gardens PKI, LLC | Solar Photovoltaic | 41.2718 | -73.1223 | 0.8
2025-09 | ISNE | Emerald Gardens PKI, LLC | 66429 | EPKI2 | Emerald Gardens PKI, LLC | Solar Photovoltaic | 41.2718 | -73.1223 | 0.8
2025-09 | MISO | USS Fair Park Solar LLC (CSG) | 66433 | USFPS | United States Solar Corporation | Solar Photovoltaic | 44.1917 | -93.1905 | 1
2025-09 | PJM | Monroeville RTO BTM | 66434 | PB1 | American Mun Power-Ohio, Inc | Petroleum Liquids | 41.2443 | -82.7089 | 2.7
2025-09 | MISO | USS Cosmo Solar LLC (CSG) | 66435 | USCOS | United States Solar Corporation | Solar Photovoltaic | 44.4706 | -95.0601 | 1
2025-09 | PJM | Niles RTO BTM | 66437 | PB1 | American Mun Power-Ohio, Inc | Petroleum Liquids | 41.168 | -80.7529 | 2.7
2025-09 | PJM | Niles RTO BTM | 66437 | PB2 | American Mun Power-Ohio, Inc | Petroleum Liquids | 41.168 | -80.7529 | 2.7
2025-09 | PJM | Niles RTO BTM | 66437 | PB3 | American Mun Power-Ohio, Inc | Petroleum Liquids | 41.168 | -80.7529 | 2.7
2025-09 | PJM | Niles RTO BTM | 66437 | PB4 | American Mun Power-Ohio, Inc | Petroleum Liquids | 41.168 | -80.7529 | 2.7
2025-09 | PJM | Perkasie PA BTM | 66438 | PB1 | American Mun Power-Ohio, Inc | Petroleum Liquids | 40.3791 | -75.3035 | 2.2
2025-09 | PJM | Perkasie PA BTM | 66438 | PB2 | American Mun Power-Ohio, Inc | Petroleum Liquids | 40.3791 | -75.3035 | 2.2
2025-09 | NYIS | LSE Musca Solar | 66442 | ORANG | CleanCapital Holdings | Solar Photovoltaic | 42.309 | -77.0403 | 5
2025-09 | PJM | Weatherly(PA) RTO BTM | 66443 | PB1 | American Mun Power-Ohio, Inc | Petroleum Liquids | 40.9475 | -75.8272 | 2.7
2025-09 | PJM | Weatherly(PA) RTO BTM | 66443 | PB2 | American Mun Power-Ohio, Inc | Petroleum Liquids | 40.9475 | -75.8272 | 2.7
2025-09 | PJM | Woodville RTO BTM | 66444 | PB1 | American Mun Power-Ohio, Inc | Petroleum Liquids | 41.4587 | -83.369 | 2.7
2025-09 | PJM | Blakely (PA) RTO BTM | 66445 | PB 2 | American Mun Power-Ohio, Inc | Petroleum Liquids | 41.476 | -75.6006 | 2.7
2025-09 | PJM | Blakely (PA) RTO BTM | 66445 | PB1 | American Mun Power-Ohio, Inc | Petroleum Liquids | 41.476 | -75.6006 | 2.7
2025-09 | PJM | Ephrata PA BTM | 66446 | PB1 | American Mun Power-Ohio, Inc | Petroleum Liquids | 40.1884 | -76.1712 | 2.7
2025-09 | PJM | Ephrata PA BTM | 66446 | PB2 | American Mun Power-Ohio, Inc | Petroleum Liquids | 40.1884 | -76.1712 | 2.7
2025-09 | ISNE | Westport Stone & Sand Solar (CSG) | 66447 | WESTP | AES Clean Energy | Solar Photovoltaic | 41.6211 | -71.0553 | 5
2025-09 | PJM | Girard (PA) RTO BTM | 66448 | PB1 | American Mun Power-Ohio, Inc | Petroleum Liquids | 42.0033 | -80.3202 | 2.7
2025-09 | NYIS | Northline Solar CSG | 66449 | NORTH | AES Clean Energy | Solar Photovoltaic | 42.8691 | -73.6153 | 4
2025-09 | PJM | Quakertown PA BTM | 66450 | PB1 | American Mun Power-Ohio, Inc | Petroleum Liquids | 40.4465 | -75.3404 | 2.7
2025-09 | PJM | Quakertown PA BTM | 66450 | PB2 | American Mun Power-Ohio, Inc | Petroleum Liquids | 40.4465 | -75.3404 | 2.7
2025-09 | PJM | Quakertown PA BTM | 66450 | PB3 | American Mun Power-Ohio, Inc | Petroleum Liquids | 40.4465 | -75.3404 | 2.7
2025-09 | PJM | Quakertown PA BTM | 66450 | PB4 | American Mun Power-Ohio, Inc | Petroleum Liquids | 40.4465 | -75.3404 | 2.7
2025-09 | PJM | Schuylkill Haven PA BTM | 66451 | PB1 | American Mun Power-Ohio, Inc | Petroleum Liquids | 40.6307 | -76.1781 | 2.7
2025-09 | PJM | Schuylkill Haven PA BTM | 66451 | PB2 | American Mun Power-Ohio, Inc | Petroleum Liquids | 40.6307 | -76.1781 | 2.7
2025-09 | PJM | Mifflinburg PA BTM | 66452 | PB1 | American Mun Power-Ohio, Inc | Petroleum Liquids | 40.9112 | -77.045 | 2.7
2025-09 | PJM | Mifflinburg PA BTM | 66452 | PB2 | American Mun Power-Ohio, Inc | Petroleum Liquids | 40.9112 | -77.045 | 2.7
2025-09 | PJM | Wadsworth IPS RTO BTM | 66453 | PB1 | American Mun Power-Ohio, Inc | Petroleum Liquids | 41.0863 | -81.7274 | 2.7
2025-09 | PJM | Wadsworth IPS RTO BTM | 66453 | PB2 | American Mun Power-Ohio, Inc | Petroleum Liquids | 41.0863 | -81.7274 | 2.7
2025-09 | PJM | Wadsworth IPS RTO BTM | 66453 | PB3 | American Mun Power-Ohio, Inc | Petroleum Liquids | 41.0863 | -81.7274 | 2.7
2025-09 | PJM | Wadsworth IPS RTO BTM | 66453 | PB4 | American Mun Power-Ohio, Inc | Petroleum Liquids | 41.0863 | -81.7274 | 2.7
2025-09 | PJM | Hatfield PA BTM | 66454 | PB1 | American Mun Power-Ohio, Inc | Petroleum Liquids | 40.2752 | -75.2892 | 2.7
2025-09 | ISNE | Yale New Haven - New London | 66455 | YNH01 | Bloom Energy | Other Natural Gas | 41.3364 | -72.1056 | 1.8
2025-09 | CISO | Anheuser Busch - Fairfield | 66456 | ANB00 | Bloom Energy | Other Natural Gas | 38.2352 | -122.0927 | 2.6
2025-09 | NYIS | Apple Staten Island - Industrial Loop | 66457 | APP18 | Bloom Energy | Other Natural Gas | 40.5522 | -74.2326 | 5
2025-09 | CISO | Redlands Community Hospital | 66458 | RCH00 | Bloom Energy | Other Natural Gas | 34.0363 | -117.2062 | 1.1
2025-09 | CISO | Taylor Farms - Schilling Place | 66459 | TLR01 | Bloom Energy | Other Natural Gas | 36.6539 | -121.6237 | 1
2025-09 | NYIS | Apple Staten Island - Winant Place | 66460 | APP21 | Bloom Energy | Other Natural Gas | 40.5366 | -74.2409 | 5
2025-09 | CISO | Beaumont BESS | 66461 | GEN1 | Terra-Gen Operating Co-BESS 2 | Batteries | 33.9244 | -116.9876 | 116.6
2025-09 | CISO | Placerita ESS | 66462 | GEN1 | Terra-Gen Operating Co-BESS 2 | Batteries | 34.41 | -118.45 | 88
2025-09 | PJM | Wadsworth HBS RTO BTM | 66464 | PB1 | American Mun Power-Ohio, Inc | Petroleum Liquids | 41.0354 | -81.749 | 2.7
2025-09 | PJM | Wadsworth HBS RTO BTM | 66464 | PB2 | American Mun Power-Ohio, Inc | Petroleum Liquids | 41.0354 | -81.749 | 2.7
2025-09 | PJM | Wadsworth HBS RTO BTM | 66464 | PB3 | American Mun Power-Ohio, Inc | Petroleum Liquids | 41.0354 | -81.749 | 2.7
2025-09 | PJM | Wadsworth HBS RTO BTM | 66464 | PB4 | American Mun Power-Ohio, Inc | Petroleum Liquids | 41.0354 | -81.749 | 2.7
2025-09 | CISO | Clovis High School | 66468 | PV1 | Tesla Inc. | Solar Photovoltaic | 36.8171 | -119.6819 | 1
2025-09 | CISO | Clovis East High School | 66469 | PV1 | Tesla Inc. | Solar Photovoltaic | 36.7997 | -119.6406 | 1
2025-09 | CISO | Clovis North High School | 66470 | PV1 | Tesla Inc. | Solar Photovoltaic | 36.8901 | -119.7367 | 1
2025-09 | ERCO | Eiffel Solar Project | 66471 | EIFEL | Paris Farm Solar, LLC | Solar Photovoltaic | 33.5992 | -95.5251 | 240
2025-09 | CISO | San Manuel Central Plant Cogens | 66472 | CGEN1 | Yuhaaviatam of San Manuel Nation | Natural Gas Internal Combustion Engine | 34.1512 | -117.2302 | 2.7
2025-09 | CISO | San Manuel Central Plant Cogens | 66472 | CGEN2 | Yuhaaviatam of San Manuel Nation | Natural Gas Internal Combustion Engine | 34.1512 | -117.2302 | 2.7
2025-09 | NYIS | LSE Pavo Solar | 66473 | WALTO | CleanCapital Holdings | Solar Photovoltaic | 42.1577 | -75.0451 | 2.3
2025-09 | ISNE | MA Blackstone | 66474 | 18170 | Catalyze Blackstone 83 Federal Street Microgrid, LLC | Solar Photovoltaic | 42.0265 | -71.5285 | 4.2
2025-09 | ISNE | MA Blackstone | 66474 | B8170 | Catalyze Blackstone 83 Federal Street Microgrid, LLC | Batteries | 42.0265 | -71.5285 | 3
2025-09 | CISO | CA Jurupa Valley 3251 De Forest Circle | 66476 | 18268 | Catalyze Mira Loma 3251 De Forest Circle Microgrid LLC | Solar Photovoltaic | 34.0267 | -117.5211 | 4.5
2025-09 | MISO | USS Martha Solar (CSG) | 66477 | USMAS | United States Solar Corporation | Solar Photovoltaic | 44.7281 | -93.9601 | 1
2025-09 | MISO | Pivot Energy Minnesota Solar 10 | 66479 | PEM10 | Pivot Energy | Solar Photovoltaic | 45.5987 | -94.8628 | 1
2025-09 | MISO | Pivot Energy Minnesota Solar 1 | 66480 | PEMS1 | Pivot Energy | Solar Photovoltaic | 44.1259 | -93.2771 | 1
2025-09 | NYIS | Union Vale | 66481 | UVALE | Altus Power America Management, LLC | Solar Photovoltaic | 41.661 | -73.742 | 1.7
2025-09 | NYIS | Ghent (NY) | 66482 | GHENT | Altus Power America Management, LLC | Solar Photovoltaic | 42.2774 | -73.7092 | 3.3
2025-09 | NYIS | Stanford | 66483 | SNFRD | Altus Power America Management, LLC | Solar Photovoltaic | 41.865 | -73.703 | 5
2025-09 | PJM | Gloucester | 66485 | GLSTR | Altus Power America Management, LLC | Solar Photovoltaic | 39.886 | -75.109 | 2.4
2025-09 | PJM | Ramapo | 66486 | RAMPO | Altus Power America Management, LLC | Solar Photovoltaic | 41.081 | -74.174 | 4.2
2025-09 | NYIS | Davis Solar | 66488 | 10958 | Generate Capital | Solar Photovoltaic | 41.4245 | -74.3603 | 2
2025-09 | NYIS | Davis Solar | 66488 | BAT | Generate Capital | Batteries | 41.4245 | -74.3603 | 2
2025-09 | NYIS | Genesee - CCR Solar | 66489 | 10951 | Generate Capital | Solar Photovoltaic | 43.3109 | -77.7858 | 3.7
2025-09 | NYIS | Bullitt Farm Solar | 66490 | 10998 | Generate Capital | Solar Photovoltaic | 43.1957 | -75.2631 | 5
2025-09 | CISO | Henry Miller RD | 66492 | HMRD1 | Henry Miller Reclamation District | Solar Photovoltaic | 37.0543 | -120.6352 | 1.5
2025-09 | CISO | Menifee Power Bank | 66494 | NOVA1 | Nova Power, LLC | Batteries | 33.739 | -117.1698 | 230
2025-09 | CISO | Menifee Power Bank | 66494 | NOVA2 | Nova Power, LLC | Batteries | 33.739 | -117.1698 | 230
2025-09 | CISO | Menifee Power Bank | 66494 | NOVA3 | Nova Power, LLC | Batteries | 33.739 | -117.1698 | 50
2025-09 | CISO | Menifee Power Bank | 66494 | NOVA4 | Nova Power, LLC | Batteries | 33.739 | -117.1698 | 110
2025-09 | CISO | Menifee Power Bank | 66494 | NOVA5 | Nova Power, LLC | Batteries | 33.739 | -117.1698 | 60
2025-09 | SWPP | Sweetland Wind Farm, LLC | 66496 | SLW | Sweetland Wind Farm, LLC | Onshore Wind Turbine | 44.3868 | -98.8011 | 200
2025-09 | PJM | Federalsburg Energy Storage 1 LLC | 66499 | FDBA1 | Convergent Energy and Power LP | Batteries | 38.6402 | -75.7111 | 1.2
2025-09 | PJM | Federalsburg Energy Storage 1 LLC | 66499 | FDPV1 | Convergent Energy and Power LP | Solar Photovoltaic | 38.6402 | -75.7111 | 0.8
2025-09 | CISO | Valley Center 85 | 66500 | VC85 | Terra-Gen Operating Co-BESS 2 | Batteries | 33.2272 | -117.0177 | 85
2025-09 | NYIS | Cicero Energy Storage 1 LLC | 66501 | CCBA1 | Convergent Energy and Power LP | Batteries | 43.1474 | -76.0868 | 5
2025-09 | NYIS | Cicero Energy Storage 1 LLC | 66501 | CCPV1 | Convergent Energy and Power LP | Solar Photovoltaic | 43.1474 | -76.0868 | 5
2025-09 | CISO | Valley Center 54 | 66502 | VC54 | Terra-Gen Operating Co-BESS 2 | Batteries | 33.2272 | -117.0177 | 54
2025-09 | NYIS | Cicero Energy Storage 2 LLC | 66503 | CCBA2 | Convergent Energy and Power LP | Batteries | 43.1513 | -76.0888 | 5
2025-09 | NYIS | Cicero Energy Storage 2 LLC | 66503 | CCPV2 | Convergent Energy and Power LP | Solar Photovoltaic | 43.1513 | -76.0888 | 5
2025-09 | NYIS | Sunnyside 1 Solar | 66504 | SS1 | Solar DG NY Sunnyside 1, LLC | Solar Photovoltaic | 42.8363 | -73.944 | 5
2025-09 | CISO | EnerSmart Chula Vista Sub Station | 66505 | CV150 | EnerSmart Chula Vista Sub Station | Batteries | 32.5945 | -117.0507 | 3
2025-09 | CISO | EnerSmart Chula Vista Sub Station | 66505 | CV151 | EnerSmart Chula Vista Sub Station | Batteries | 32.5945 | -117.0507 | 3
2025-09 | CISO | West Tambo Clean Power II | 66506 | WEST2 | West Tambo Clean Power II | Solar Photovoltaic | 37.361 | -120.7194 | 2
2025-09 | MISO | Briscoe 1A | 66507 | BR1A | 7th Road Solar 1, LLC (Briscoe 1A) | Solar Photovoltaic | 41.207 | -89.0317 | 2
2025-09 | MISO | Briscoe 2A | 66508 | BR2A | 7th Road Solar 2, LLC (Briscoe 2A) | Solar Photovoltaic | 41.1727 | -89.0288 | 2
2025-09 | CISO | CA Manteca 730 Spreckels Ave | 66509 | 18259 | Catalyze Manteca 730 Spreckels Avenue Microgrid LLC | Solar Photovoltaic | 37.7887 | -121.1945 | 1.5
2025-09 | CISO | CA Manteca 730 Spreckels Ave | 66509 | B8259 | Catalyze Manteca 730 Spreckels Avenue Microgrid LLC | Batteries | 37.7887 | -121.1945 | 1.5
2025-09 | ISNE | ME Augusta 13 York Farm Rd Solar | 66512 | 18196 | SOL ME Augusta 13 York Farm, LLC | Solar Photovoltaic | 44.3288 | -69.8196 | 1
2025-09 | ERCO | TX Houston 7080 Express Lane | 66517 | 19344 | Catalyze Houston Express Lane Microgrid, LLC | Solar Photovoltaic | 29.8251 | -95.2471 | 1.9
2025-09 | NYIS | Afton Solar | 66521 | 18808 | Afton Solar LLC | Solar Photovoltaic | 42.2423 | -75.5336 | 5
2025-09 | NYIS | Amherst Community Solar | 66522 | 18208 | Amherst Community Solar LLC | Solar Photovoltaic | 43.0499 | -78.7461 | 5
2025-09 | NYIS | Greene Community Solar | 66524 | 20738 | Greene Community Solar LLC | Solar Photovoltaic | 42.2521 | -75.8264 | 5
2025-09 | NYIS | NY Fredonia 9824 Route 60 Solar | 66525 | 21105 | SL Fredonia, LLC | Solar Photovoltaic | 42.4311 | -79.3025 | 5
2025-09 | NYIS | NY Geneseo 3240 W Lake Rd Solar | 66526 | 19372 | NYSolar03 LLC | Solar Photovoltaic | 42.8472 | -77.7183 | 5
2025-09 | NYIS | NY Grand Island 871 Whitehaven Rd Solar | 66527 | 21011 | Grand Island Sunrise LLC | Solar Photovoltaic | 43.0275 | -78.9207 | 5
2025-09 | NYIS | NY Lancaster Gunnville Rd Site 1 Solar C | 66528 | 18237 | AC Power 14, LLC | Solar Photovoltaic | 42.9526 | -78.618 | 5
2025-09 | NYIS | NY Lancaster Shisler Rd Site 2 Solar CSG | 66529 | 21013 | AC Power 14, LLC | Solar Photovoltaic | 44.6789 | -74.9641 | 5.2
2025-09 | NYIS | NY Potsdam 28 Hamilton St. Solar | 66530 | 21013 | Potsdam Community Solar 2, LLC | Solar Photovoltaic | 44.6789 | -74.9641 | 4.4
2025-09 | ERCO | Pioneer Hutt Wind Energy | 66531 | WPION | Pioneer Hutt Wind Energy, LLC | Onshore Wind Turbine | 31.7983 | -101.9043 | 140
2025-09 | CISO | BCE Los Alamitos 2 | 66532 | BCE21 | Bright Canyon Energy | Solar Photovoltaic | 33.7841 | -118.0509 | 10
2025-09 | CISO | BCE Los Alamitos 2 | 66532 | BCE22 | Bright Canyon Energy | Batteries | 33.7841 | -118.0509 | 10
2025-09 | CISO | BCE Los Alamitos 1 | 66533 | BCE11 | Bright Canyon Energy | Solar Photovoltaic | 33.7899 | -118.0639 | 10
2025-09 | CISO | BCE Los Alamitos 1 | 66533 | BCE12 | Bright Canyon Energy | Batteries | 33.7899 | -118.0639 | 10
2025-09 | PJM | CPG - Duke 5300A Holabird | 66536 | 5003A | Solar DG MD Holabird Broening ACC, LLC | Solar Photovoltaic | 39.2707 | -76.5505 | 1.5
2025-09 | PJM | CPG - Duke 5300B Holabird | 66537 | 5003B | Solar DG MD Holabird Broening ACC, LLC | Solar Photovoltaic | 39.2707 | -76.5513 | 1.5
2025-09 | PJM | CPG - Duke 5900 Holabird | 66538 | 5900 | Solar DG MD Holabird AJCFB, LLC | Solar Photovoltaic | 39.2731 | -76.546 | 1.5
2025-09 | PJM | CPG - Duke 6000 Holabird | 66539 | 6000 | Solar DG MD Holabird AJCFB, LLC | Solar Photovoltaic | 39.2733 | -76.5444 | 1.5
2025-09 | ERCO | Shamrock Wind | 66540 | SES | Shamrock Wind LLC | Batteries | 30.936 | -101.607 | 100
2025-09 | ERCO | Shamrock Wind | 66540 | WSHAM | Shamrock Wind LLC | Onshore Wind Turbine | 30.936 | -101.607 | 223.9
2025-09 | PJM | Chesapeake Solar Project | 66541 | CHSP | Chesapeake Solar Project, LLC | Solar Photovoltaic | 36.6851 | -76.2966 | 132
2025-09 | ERCO | HEB00063 | 66549 | H0631 | Texas Microgrid, LLC | Natural Gas Internal Combustion Engine | 29.5595 | -95.3904 | 0.4
2025-09 | ERCO | HEB00063 | 66549 | H0632 | Texas Microgrid, LLC | Natural Gas Internal Combustion Engine | 29.5595 | -95.3904 | 0.4
2025-09 | ERCO | HEB00063 | 66549 | H0633 | Texas Microgrid, LLC | Natural Gas Internal Combustion Engine | 29.5595 | -95.3904 | 0.4
2025-09 | ERCO | HEB00063 | 66549 | H0634 | Texas Microgrid, LLC | Natural Gas Internal Combustion Engine | 29.5595 | -95.3904 | 0.4
2025-09 | ERCO | HEB00069 | 66550 | H0691 | Texas Microgrid, LLC | Natural Gas Internal Combustion Engine | 27.6949 | -97.2625 | 0.4
2025-09 | ERCO | HEB00069 | 66550 | H0692 | Texas Microgrid, LLC | Natural Gas Internal Combustion Engine | 27.6949 | -97.2625 | 0.4
2025-09 | ERCO | HEB00069 | 66550 | H0693 | Texas Microgrid, LLC | Natural Gas Internal Combustion Engine | 27.6949 | -97.2625 | 0.4
2025-09 | ERCO | HEB00069 | 66550 | H0694 | Texas Microgrid, LLC | Natural Gas Internal Combustion Engine | 27.6949 | -97.2625 | 0.4
2025-09 | MISO | Wolverine Solar | 66554 | 22222 | Wolverine Solar, LLC | Solar Photovoltaic | 44.9619 | -95.493 | 1
2025-09 | ERCO | BUC00040 | 66561 | B0401 | Texas Microgrid, LLC | Natural Gas Internal Combustion Engine | 29.7879 | -95.7991 | 0.4
2025-09 | ERCO | BUC00040 | 66561 | B0402 | Texas Microgrid, LLC | Natural Gas Internal Combustion Engine | 29.7879 | -95.7991 | 0.4
2025-09 | ERCO | BUC00040 | 66561 | B0403 | Texas Microgrid, LLC | Natural Gas Internal Combustion Engine | 29.7879 | -95.7991 | 0.4
2025-09 | ERCO | BUC00040 | 66561 | B0404 | Texas Microgrid, LLC | Natural Gas Internal Combustion Engine | 29.7879 | -95.7991 | 0.4
2025-09 | ERCO | HEB00591 | 66562 | H5911 | Texas Microgrid, LLC | Natural Gas Internal Combustion Engine | 30.5188 | -97.6585 | 0.4
2025-09 | ERCO | HEB00591 | 66562 | H5912 | Texas Microgrid, LLC | Natural Gas Internal Combustion Engine | 30.5188 | -97.6585 | 0.4
2025-09 | ERCO | HEB00591 | 66562 | H5913 | Texas Microgrid, LLC | Natural Gas Internal Combustion Engine | 30.5188 | -97.6585 | 0.4
2025-09 | ERCO | HEB00591 | 66562 | H5914 | Texas Microgrid, LLC | Natural Gas Internal Combustion Engine | 30.5188 | -97.6585 | 0.4
2025-09 | ERCO | HEB00092 | 66563 | H0921 | Texas Microgrid, LLC | Natural Gas Internal Combustion Engine | 28.8519 | -96.9968 | 0.4
2025-09 | ERCO | HEB00092 | 66563 | H0922 | Texas Microgrid, LLC | Natural Gas Internal Combustion Engine | 28.8519 | -96.9968 | 0.4
2025-09 | ERCO | HEB00092 | 66563 | H0923 | Texas Microgrid, LLC | Natural Gas Internal Combustion Engine | 28.8519 | -96.9968 | 0.4
2025-09 | ERCO | HEB00092 | 66563 | H0924 | Texas Microgrid, LLC | Natural Gas Internal Combustion Engine | 28.8519 | -96.9968 | 0.4
2025-09 | ERCO | HEB00095 | 66564 | H0951 | Texas Microgrid, LLC | Natural Gas Internal Combustion Engine | 27.6075 | -99.4739 | 0.4
2025-09 | ERCO | HEB00095 | 66564 | H0952 | Texas Microgrid, LLC | Natural Gas Internal Combustion Engine | 27.6075 | -99.4739 | 0.4
2025-09 | ERCO | HEB00095 | 66564 | H0953 | Texas Microgrid, LLC | Natural Gas Internal Combustion Engine | 27.6075 | -99.4739 | 0.4
2025-09 | ERCO | HEB00095 | 66564 | H0954 | Texas Microgrid, LLC | Natural Gas Internal Combustion Engine | 27.6075 | -99.4739 | 0.4
2025-09 | ERCO | HEBCCBakery | 66565 | HCCB1 | Texas Microgrid, LLC | Natural Gas Internal Combustion Engine | 27.7863 | -97.4623 | 0.4
2025-09 | ERCO | HEBCCBakery | 66565 | HCCB2 | Texas Microgrid, LLC | Natural Gas Internal Combustion Engine | 27.7863 | -97.4623 | 0.4
2025-09 | ERCO | HEBCCBakery | 66565 | HCCB3 | Texas Microgrid, LLC | Natural Gas Internal Combustion Engine | 27.7863 | -97.4623 | 0.4
2025-09 | ERCO | HEBCCBakery | 66565 | HCCB4 | Texas Microgrid, LLC | Natural Gas Internal Combustion Engine | 27.7863 | -97.4623 | 0.4
2025-09 | ERCO | HEBCCBakery | 66565 | HCCB5 | Texas Microgrid, LLC | Natural Gas Internal Combustion Engine | 27.7863 | -97.4623 | 0.4
2025-09 | ERCO | HEBCCBakery | 66565 | HCCB6 | Texas Microgrid, LLC | Natural Gas Internal Combustion Engine | 27.7863 | -97.4623 | 0.4
2025-09 | ERCO | HEBCCBakery | 66565 | HCCB7 | Texas Microgrid, LLC | Natural Gas Internal Combustion Engine | 27.7863 | -97.4623 | 0.4
2025-09 | ERCO | HEBCCBakery | 66565 | HCCB8 | Texas Microgrid, LLC | Natural Gas Internal Combustion Engine | 27.7863 | -97.4623 | 0.4
2025-09 | ERCO | HEBSnackPlant | 66566 | HSNP1 | Texas Microgrid, LLC | Natural Gas Internal Combustion Engine | 29.8445 | -95.5406 | 0.4
2025-09 | ERCO | HEBSnackPlant | 66566 | HSNP2 | Texas Microgrid, LLC | Natural Gas Internal Combustion Engine | 29.8445 | -95.5406 | 0.4
2025-09 | ERCO | HEBSnackPlant | 66566 | HSNP3 | Texas Microgrid, LLC | Natural Gas Internal Combustion Engine | 29.8445 | -95.5406 | 0.4
2025-09 | ERCO | HEBSnackPlant | 66566 | HSNP4 | Texas Microgrid, LLC | Natural Gas Internal Combustion Engine | 29.8445 | -95.5406 | 0.4
2025-09 | ERCO | HEBHoustonDistributionCenter | 66567 | HDC10 | Texas Microgrid, LLC | Natural Gas Internal Combustion Engine | 29.8397 | -95.5369 | 0.4
2025-09 | ERCO | HEBHoustonDistributionCenter | 66567 | HDC11 | Texas Microgrid, LLC | Natural Gas Internal Combustion Engine | 29.8397 | -95.5369 | 0.4
2025-09 | ERCO | HEBHoustonDistributionCenter | 66567 | HDC12 | Texas Microgrid, LLC | Natural Gas Internal Combustion Engine | 29.8397 | -95.5369 | 0.4
2025-09 | ERCO | HEBHoustonDistributionCenter | 66567 | HDC13 | Texas Microgrid, LLC | Natural Gas Internal Combustion Engine | 29.8397 | -95.5369 | 0.4
2025-09 | ERCO | HEBHoustonDistributionCenter | 66567 | HDC14 | Texas Microgrid, LLC | Natural Gas Internal Combustion Engine | 29.8397 | -95.5369 | 0.4
2025-09 | ERCO | HEBHoustonDistributionCenter | 66567 | HDC15 | Texas Microgrid, LLC | Natural Gas Internal Combustion Engine | 29.8397 | -95.5369 | 0.4
2025-09 | ERCO | HEBHoustonDistributionCenter | 66567 | HDC16 | Texas Microgrid, LLC | Natural Gas Internal Combustion Engine | 29.8397 | -95.5369 | 0.4
2025-09 | ERCO | HEBHoustonDistributionCenter | 66567 | HDC17 | Texas Microgrid, LLC | Natural Gas Internal Combustion Engine | 29.8397 | -95.5369 | 0.4
2025-09 | ERCO | HEBHoustonDistributionCenter | 66567 | HDC18 | Texas Microgrid, LLC | Natural Gas Internal Combustion Engine | 29.8397 | -95.5369 | 0.4
2025-09 | ERCO | HEBHoustonDistributionCenter | 66567 | HDC19 | Texas Microgrid, LLC | Natural Gas Internal Combustion Engine | 29.8397 | -95.5369 | 0.4
2025-09 | ERCO | HEBHoustonDistributionCenter | 66567 | HDC20 | Texas Microgrid, LLC | Natural Gas Internal Combustion Engine | 29.8397 | -95.5369 | 0.4
2025-09 | ERCO | HEBHoustonDistributionCenter | 66567 | HDC21 | Texas Microgrid, LLC | Natural Gas Internal Combustion Engine | 29.8397 | -95.5369 | 0.4
2025-09 | ERCO | HEBHoustonDistributionCenter | 66567 | HDC22 | Texas Microgrid, LLC | Natural Gas Internal Combustion Engine | 29.8397 | -95.5369 | 0.4
2025-09 | ERCO | HEBHoustonDistributionCenter | 66567 | HDC23 | Texas Microgrid, LLC | Natural Gas Internal Combustion Engine | 29.8397 | -95.5369 | 0.4
2025-09 | ERCO | HEBHoustonDistributionCenter | 66567 | HDC24 | Texas Microgrid, LLC | Natural Gas Internal Combustion Engine | 29.8397 | -95.5369 | 0.4
2025-09 | ERCO | HEBHoustonDistributionCenter | 66567 | HDC25 | Texas Microgrid, LLC | Natural Gas Internal Combustion Engine | 29.8397 | -95.5369 | 0.4
2025-09 | ERCO | HEBHoustonDistributionCenter | 66567 | HDC26 | Texas Microgrid, LLC | Natural Gas Internal Combustion Engine | 29.8397 | -95.5369 | 0.4
2025-09 | ERCO | HEBHoustonDistributionCenter | 66567 | HDC27 | Texas Microgrid, LLC | Natural Gas Internal Combustion Engine | 29.8397 | -95.5369 | 0.4
2025-09 | ERCO | HEBHoustonDistributionCenter | 66567 | HDC28 | Texas Microgrid, LLC | Natural Gas Internal Combustion Engine | 29.8397 | -95.5369 | 0.4
2025-09 | ERCO | HEBHoustonDistributionCenter | 66567 | HDC29 | Texas Microgrid, LLC | Natural Gas Internal Combustion Engine | 29.8397 | -95.5369 | 0.4
2025-09 | ERCO | HEBHoustonDistributionCenter | 66567 | HDC30 | Texas Microgrid, LLC | Natural Gas Internal Combustion Engine | 29.8397 | -95.5369 | 0.4
2025-09 | ERCO | HEBHoustonDistributionCenter | 66567 | HDC31 | Texas Microgrid, LLC | Natural Gas Internal Combustion Engine | 29.8397 | -95.5369 | 0.4
2025-09 | ERCO | HEBHoustonDistributionCenter | 66567 | HDC32 | Texas Microgrid, LLC | Natural Gas Internal Combustion Engine | 29.8397 | -95.5369 | 0.4
2025-09 | ERCO | HEBHoustonDistributionCenter | 66567 | HHDC1 | Texas Microgrid, LLC | Natural Gas Internal Combustion Engine | 29.8397 | -95.5369 | 0.4
2025-09 | ERCO | HEBHoustonDistributionCenter | 66567 | HHDC2 | Texas Microgrid, LLC | Natural Gas Internal Combustion Engine | 29.8397 | -95.5369 | 0.4
2025-09 | ERCO | HEBHoustonDistributionCenter | 66567 | HHDC3 | Texas Microgrid, LLC | Natural Gas Internal Combustion Engine | 29.8397 | -95.5369 | 0.4
2025-09 | ERCO | HEBHoustonDistributionCenter | 66567 | HHDC4 | Texas Microgrid, LLC | Natural Gas Internal Combustion Engine | 29.8397 | -95.5369 | 0.4
2025-09 | ERCO | HEBHoustonDistributionCenter | 66567 | HHDC5 | Texas Microgrid, LLC | Natural Gas Internal Combustion Engine | 29.8397 | -95.5369 | 0.4
2025-09 | ERCO | HEBHoustonDistributionCenter | 66567 | HHDC6 | Texas Microgrid, LLC | Natural Gas Internal Combustion Engine | 29.8397 | -95.5369 | 0.4
2025-09 | ERCO | HEBHoustonDistributionCenter | 66567 | HHDC7 | Texas Microgrid, LLC | Natural Gas Internal Combustion Engine | 29.8397 | -95.5369 | 0.4
2025-09 | ERCO | HEBHoustonDistributionCenter | 66567 | HHDC8 | Texas Microgrid, LLC | Natural Gas Internal Combustion Engine | 29.8397 | -95.5369 | 0.4
2025-09 | ERCO | HEBHoustonDistributionCenter | 66567 | HHDC9 | Texas Microgrid, LLC | Natural Gas Internal Combustion Engine | 29.8397 | -95.5369 | 0.4
2025-09 | PJM | Shady Oaks Wind 2 | 66568 | SHO02 | Shady Oaks Wind 2, LLC | Onshore Wind Turbine | 41.6665 | -89.0598 | 108.3
2025-09 | SWPP | Fredonia Solar (KS) | 66570 | FS1 | PPM Solar LLC | Solar Photovoltaic | 37.5473 | -95.8177 | 2
2025-09 | ERCO | BKV-BPP Ponder Solar | 66571 | BKVP1 | PPM Solar LLC | Solar Photovoltaic | 33.1558 | -97.2546 | 2.5
2025-09 | ERCO | Highpeak Solar 1 | 66572 | HPKS1 | PPM Solar LLC | Solar Photovoltaic | 32.4943 | -101.2766 | 10
2025-09 | MISO | Crane Garden | 66573 | MNC04 | Crane Garden LLC | Solar Photovoltaic | 44.909 | -94.0327 | 0.9
2025-09 | CISO | Sunlight Storage II | 66575 | SUNS2 | Sunlight Storage II | Batteries | 33.8095 | -115.7939 | 230
2025-09 | MISO | Fox Garden | 66576 | MNC07 | Fox Garden LLC | Solar Photovoltaic | 43.9751 | -93.4915 | 0.9
2025-09 | MISO | Pepin Garden | 66577 | MNC02 | Pepin Garden LLC | Solar Photovoltaic | 44.3163 | -91.9954 | 0.9
2025-09 | MISO | Pickerel Garden | 66578 | MNC03 | Pickerel Garden LLC | Solar Photovoltaic | 45.4295 | -94.0237 | 0.9
2025-09 | MISO | Sturgeon Garden | 66579 | MNC05 | Sturgeon Garden LLC | Solar Photovoltaic | 44.3845 | -92.5712 | 0.9
2025-09 | MISO | Winona Garden | 66580 | MNC06 | Winona Garden LLC | Solar Photovoltaic | 44.1065 | -91.9289 | 0.9
2025-09 | ISNE | North Kingstown Solar LLC | 66582 | 07948 | North Kingstown Solar LLC | Solar Photovoltaic | 41.5438 | -71.4473 | 1.9
2025-09 | NYIS | Phillips Route 82 Solar LLC | 66583 | 05658 | Phillips Route 82 Solar LLC | Solar Photovoltaic | 41.65 | -73.75 | 5
2025-09 | ISNE | White Rock Road LLC | 66584 | 07367 | White Rock Road LLC | Solar Photovoltaic | 41.4009 | -71.8395 | 6.5
2025-09 | ISNE | French King Solar LLC | 66585 | 07152 | French King Solar LLC | Solar Photovoltaic | 42.5945 | -72.4895 | 5
2025-09 | NYIS | DOCCS Greene | 66586 | 06945 | Green Correctional Coxsackie NY Solar LLC | Solar Photovoltaic | 42.35 | -73.85 | 5
2025-09 | SWPP | Americus | 66587 | SOL | Today's Power, Inc. | Solar Photovoltaic | 38.5515 | -96.1509 | 1
2025-09 | MISO | Ashley-Chicot Solar | 66588 | SOL | Today's Power, Inc. | Solar Photovoltaic | 33.2508 | -91.9224 | 1
2025-09 | MISO | Berryville School District Solar | 66589 | SOL | Today's Power, Inc. | Solar Photovoltaic | 36.3734 | -93.5862 | 1
2025-09 | MISO | C&L | 66590 | SOL | Today's Power, Inc. | Solar Photovoltaic | 34.0755 | -91.8283 | 1
2025-09 | SWPP | Cheney Solar | 66591 | SOL | Today's Power, Inc. | Solar Photovoltaic | 37.6236 | -97.7167 | 1
2025-09 | MISO | ERDC | 66592 | ERDC1 | Entergy Texas Inc. | Natural Gas Internal Combustion Engine | 32.3103 | -90.8599 | 0.4
2025-09 | MISO | ERDC | 66592 | ERDC2 | Entergy Texas Inc. | Natural Gas Internal Combustion Engine | 32.3103 | -90.8599 | 0.4
2025-09 | MISO | ERDC | 66592 | ERDC3 | Entergy Texas Inc. | Natural Gas Internal Combustion Engine | 32.3103 | -90.8599 | 0.4
2025-09 | MISO | ERDC | 66592 | ERDC4 | Entergy Texas Inc. | Natural Gas Internal Combustion Engine | 32.3103 | -90.8599 | 0.4
2025-09 | MISO | ERDC | 66592 | ERDC5 | Entergy Texas Inc. | Natural Gas Internal Combustion Engine | 32.3103 | -90.8599 | 0.4
2025-09 | MISO | ERDC | 66592 | ERDC6 | Entergy Texas Inc. | Natural Gas Internal Combustion Engine | 32.3103 | -90.8599 | 0.4
2025-09 | MISO | ERDC | 66592 | ERDC7 | Entergy Texas Inc. | Natural Gas Internal Combustion Engine | 32.3103 | -90.8599 | 0.4
2025-09 | MISO | ERDC | 66592 | ERDC8 | Entergy Texas Inc. | Natural Gas Internal Combustion Engine | 32.3103 | -90.8599 | 0.4
2025-09 | ERCO | HEB00048 | 66593 | H0481 | Entergy Texas Inc. | Natural Gas Internal Combustion Engine | 30.1065 | -94.1704 | 0.4
2025-09 | ERCO | HEB00048 | 66593 | H0482 | Entergy Texas Inc. | Natural Gas Internal Combustion Engine | 30.1065 | -94.1704 | 0.4
2025-09 | ERCO | HEB00048 | 66593 | H0483 | Entergy Texas Inc. | Natural Gas Internal Combustion Engine | 30.1065 | -94.1704 | 0.4
2025-09 | ERCO | HEB00594 | 66594 | H5941 | Entergy Texas Inc. | Natural Gas Internal Combustion Engine | 30.1789 | -95.5381 | 0.4
2025-09 | ERCO | HEB00594 | 66594 | H5942 | Entergy Texas Inc. | Natural Gas Internal Combustion Engine | 30.1789 | -95.5381 | 0.4
2025-09 | ERCO | HEB00594 | 66594 | H5943 | Entergy Texas Inc. | Natural Gas Internal Combustion Engine | 30.1789 | -95.5381 | 0.4
2025-09 | ERCO | FTBLID2 | 66595 | FLD10 | Generate ER-NG, LLC | Natural Gas Internal Combustion Engine | 29.5753 | -95.6369 | 0.4
2025-09 | ERCO | FTBLID2 | 66595 | FLD11 | Generate ER-NG, LLC | Natural Gas Internal Combustion Engine | 29.5753 | -95.6369 | 0.4
2025-09 | ERCO | FTBLID2 | 66595 | FLD12 | Generate ER-NG, LLC | Natural Gas Internal Combustion Engine | 29.5753 | -95.6369 | 0.4
2025-09 | ERCO | FTBLID2 | 66595 | FLD13 | Generate ER-NG, LLC | Natural Gas Internal Combustion Engine | 29.5753 | -95.6369 | 0.4
2025-09 | ERCO | FTBLID2 | 66595 | FLD14 | Generate ER-NG, LLC | Natural Gas Internal Combustion Engine | 29.5753 | -95.6369 | 0.4
2025-09 | ERCO | FTBLID2 | 66595 | FLD15 | Generate ER-NG, LLC | Natural Gas Internal Combustion Engine | 29.5753 | -95.6369 | 0.4
2025-09 | ERCO | FTBLID2 | 66595 | FLD16 | Generate ER-NG, LLC | Natural Gas Internal Combustion Engine | 29.5753 | -95.6369 | 0.4
2025-09 | ERCO | FTBLID2 | 66595 | FLD17 | Generate ER-NG, LLC | Natural Gas Internal Combustion Engine | 29.5753 | -95.6369 | 0.4
2025-09 | ERCO | FTBLID2 | 66595 | FLD18 | Generate ER-NG, LLC | Natural Gas Internal Combustion Engine | 29.5753 | -95.6369 | 0.4
2025-09 | ERCO | FTBLID2 | 66595 | FLD19 | Generate ER-NG, LLC | Natural Gas Internal Combustion Engine | 29.5753 | -95.6369 | 0.4
2025-09 | ERCO | FTBLID2 | 66595 | FLD20 | Generate ER-NG, LLC | Natural Gas Internal Combustion Engine | 29.5753 | -95.6369 | 0.4
2025-09 | ERCO | FTBLID2 | 66595 | FLD21 | Generate ER-NG, LLC | Natural Gas Internal Combustion Engine | 29.5753 | -95.6369 | 0.4
2025-09 | ERCO | FTBLID2 | 66595 | FLD22 | Generate ER-NG, LLC | Natural Gas Internal Combustion Engine | 29.5753 | -95.6369 | 0.4
2025-09 | ERCO | FTBLID2 | 66595 | FLD23 | Generate ER-NG, LLC | Natural Gas Internal Combustion Engine | 29.5753 | -95.6369 | 0.4
2025-09 | ERCO | FTBLID2 | 66595 | FLD24 | Generate ER-NG, LLC | Natural Gas Internal Combustion Engine | 29.5753 | -95.6369 | 0.4
2025-09 | ERCO | FTBLID2 | 66595 | FLD25 | Generate ER-NG, LLC | Natural Gas Internal Combustion Engine | 29.5753 | -95.6369 | 0.4
2025-09 | ERCO | FTBLID2 | 66595 | FLD26 | Generate ER-NG, LLC | Natural Gas Internal Combustion Engine | 29.5753 | -95.6369 | 0.4
2025-09 | ERCO | FTBLID2 | 66595 | FLD27 | Generate ER-NG, LLC | Natural Gas Internal Combustion Engine | 29.5753 | -95.6369 | 0.4
2025-09 | ERCO | FTBLID2 | 66595 | FLD28 | Generate ER-NG, LLC | Natural Gas Internal Combustion Engine | 29.5753 | -95.6369 | 0.4
2025-09 | ERCO | FTBLID2 | 66595 | FLID1 | Generate ER-NG, LLC | Natural Gas Internal Combustion Engine | 29.5753 | -95.6369 | 0.4
2025-09 | ERCO | FTBLID2 | 66595 | FLID2 | Generate ER-NG, LLC | Natural Gas Internal Combustion Engine | 29.5753 | -95.6369 | 0.4
2025-09 | ERCO | FTBLID2 | 66595 | FLID3 | Generate ER-NG, LLC | Natural Gas Internal Combustion Engine | 29.5753 | -95.6369 | 0.4
2025-09 | ERCO | FTBLID2 | 66595 | FLID4 | Generate ER-NG, LLC | Natural Gas Internal Combustion Engine | 29.5753 | -95.6369 | 0.4
2025-09 | ERCO | FTBLID2 | 66595 | FLID5 | Generate ER-NG, LLC | Natural Gas Internal Combustion Engine | 29.5753 | -95.6369 | 0.4
2025-09 | ERCO | FTBLID2 | 66595 | FLID6 | Generate ER-NG, LLC | Natural Gas Internal Combustion Engine | 29.5753 | -95.6369 | 0.4
2025-09 | ERCO | FTBLID2 | 66595 | FLID7 | Generate ER-NG, LLC | Natural Gas Internal Combustion Engine | 29.5753 | -95.6369 | 0.4
2025-09 | ERCO | FTBLID2 | 66595 | FLID8 | Generate ER-NG, LLC | Natural Gas Internal Combustion Engine | 29.5753 | -95.6369 | 0.4
2025-09 | ERCO | FTBLID2 | 66595 | FLID9 | Generate ER-NG, LLC | Natural Gas Internal Combustion Engine | 29.5753 | -95.6369 | 0.4
2025-09 | ERCO | Praxair | 66596 | PRAX1 | Generate ER-NG, LLC | Natural Gas Internal Combustion Engine | 29.0049 | -95.3884 | 0.4
2025-09 | ERCO | Praxair | 66596 | PRAX2 | Generate ER-NG, LLC | Natural Gas Internal Combustion Engine | 29.0049 | -95.3884 | 0.4
2025-09 | ERCO | Praxair | 66596 | PRAX3 | Generate ER-NG, LLC | Natural Gas Internal Combustion Engine | 29.0049 | -95.3884 | 0.4
2025-09 | ERCO | RavenChem | 66597 | RAVC1 | Generate ER-NG, LLC | Natural Gas Internal Combustion Engine | 29.8206 | -94.914 | 0.4
2025-09 | ERCO | RavenChem | 66597 | RAVC2 | Generate ER-NG, LLC | Natural Gas Internal Combustion Engine | 29.8206 | -94.914 | 0.4
2025-09 | ERCO | RavenChem | 66597 | RAVC3 | Generate ER-NG, LLC | Natural Gas Internal Combustion Engine | 29.8206 | -94.914 | 0.4
2025-09 | ERCO | RavenChem | 66597 | RAVC4 | Generate ER-NG, LLC | Natural Gas Internal Combustion Engine | 29.8206 | -94.914 | 0.4
2025-09 | ERCO | RavenChem | 66597 | RAVC5 | Generate ER-NG, LLC | Natural Gas Internal Combustion Engine | 29.8206 | -94.914 | 0.4
2025-09 | ERCO | RavenChem | 66597 | RAVC6 | Generate ER-NG, LLC | Natural Gas Internal Combustion Engine | 29.8206 | -94.914 | 0.4
2025-09 | ERCO | RavenChem | 66597 | RAVC7 | Generate ER-NG, LLC | Natural Gas Internal Combustion Engine | 29.8206 | -94.914 | 0.4
2025-09 | ERCO | RavenChem | 66597 | RAVC8 | Generate ER-NG, LLC | Natural Gas Internal Combustion Engine | 29.8206 | -94.914 | 0.4
2025-09 | CISO | Baldy Mesa Solar & Storage | 66598 | BDMSS | AES Clean Energy | Batteries | 34.6092 | -117.4543 | 75
2025-09 | CISO | Baldy Mesa Solar & Storage | 66598 | BLDMS | AES Clean Energy | Solar Photovoltaic | 34.6092 | -117.4543 | 150
2025-09 | CISO | Dark Sky Energy Center | 66599 | 1 | San Diego Gas & Electric Co | Batteries | 33.2705 | -116.347 | 7.3
2025-09 | CISO | IGS OXR1 | 66603 | 454 | Greenbacker Renewable Energy Corporation | Solar Photovoltaic | 34.2125 | -119.1297 | 4.8
2025-09 | ERCO | Remy Jade Power Station | 66604 | CTG-1 | City of San Antonio - (TX) | Natural Gas Fired Combustion Turbine | 29.8484 | -95.0164 | 60.5
2025-09 | ERCO | Remy Jade Power Station | 66604 | CTG-2 | City of San Antonio - (TX) | Natural Gas Fired Combustion Turbine | 29.8484 | -95.0164 | 60.5
2025-09 | ERCO | Remy Jade Power Station | 66604 | CTG-3 | City of San Antonio - (TX) | Natural Gas Fired Combustion Turbine | 29.8484 | -95.0164 | 60.5
2025-09 | ERCO | Remy Jade Power Station | 66604 | CTG-4 | City of San Antonio - (TX) | Natural Gas Fired Combustion Turbine | 29.8484 | -95.0164 | 60.5
2025-09 | ERCO | Remy Jade Power Station | 66604 | CTG-5 | City of San Antonio - (TX) | Natural Gas Fired Combustion Turbine | 29.8484 | -95.0164 | 60.5
2025-09 | ERCO | Remy Jade Power Station | 66604 | CTG-6 | City of San Antonio - (TX) | Natural Gas Fired Combustion Turbine | 29.8484 | -95.0164 | 60.5
2025-09 | ERCO | Remy Jade Power Station | 66604 | CTG-7 | City of San Antonio - (TX) | Natural Gas Fired Combustion Turbine | 29.8484 | -95.0164 | 60.5
2025-09 | ERCO | Remy Jade Power Station | 66604 | CTG-8 | City of San Antonio - (TX) | Natural Gas Fired Combustion Turbine | 29.8484 | -95.0164 | 60.5
2025-09 | MISO | Clay County Electrical Cooperative | 66607 | SOL | Today's Power, Inc. | Solar Photovoltaic | 36.4193 | -90.6425 | 1
2025-09 | MISO | Craighead Electric Solar One | 66608 | CEBA | Today's Power, Inc. | Batteries | 35.9223 | -90.5672 | 1.2
2025-09 | MISO | Craighead Electric Solar One | 66608 | SOL | Today's Power, Inc. | Solar Photovoltaic | 35.9223 | -90.5672 | 1
2025-09 | SWPP | DeGraff Butler Electric | 66609 | SOL | Today's Power, Inc. | Solar Photovoltaic | 37.9852 | -96.8609 | 1
2025-09 | MISO | Farmers Electric Cooperative | 66610 | SOL | Today's Power, Inc. | Solar Photovoltaic | 35.6296 | -91.2305 | 1
2025-09 | ERCO | HEB_CPS00085 | 66612 | H0851 | Texas Microgrid, LLC | Natural Gas Internal Combustion Engine | 29.4337 | -98.7035 | 0.4
2025-09 | ERCO | HEB_CPS00085 | 66612 | H0852 | Texas Microgrid, LLC | Natural Gas Internal Combustion Engine | 29.4337 | -98.7035 | 0.4
2025-09 | ERCO | HEB_CPS00085 | 66612 | H0853 | Texas Microgrid, LLC | Natural Gas Internal Combustion Engine | 29.4337 | -98.7035 | 0.4
2025-09 | ERCO | HEB_CPS00085 | 66612 | H0854 | Texas Microgrid, LLC | Natural Gas Internal Combustion Engine | 29.4337 | -98.7035 | 0.4
2025-09 | ERCO | HEB_CPSSADC | 66613 | SAD10 | Texas Microgrid, LLC | Natural Gas Internal Combustion Engine | 29.4173 | -98.3609 | 0.4
2025-09 | ERCO | HEB_CPSSADC | 66613 | SAD11 | Texas Microgrid, LLC | Natural Gas Internal Combustion Engine | 29.4173 | -98.3609 | 0.4
2025-09 | ERCO | HEB_CPSSADC | 66613 | SAD12 | Texas Microgrid, LLC | Natural Gas Internal Combustion Engine | 29.4173 | -98.3609 | 0.4
2025-09 | ERCO | HEB_CPSSADC | 66613 | SAD13 | Texas Microgrid, LLC | Natural Gas Internal Combustion Engine | 29.4173 | -98.3609 | 0.4
2025-09 | ERCO | HEB_CPSSADC | 66613 | SAD14 | Texas Microgrid, LLC | Natural Gas Internal Combustion Engine | 29.4173 | -98.3609 | 0.4
2025-09 | ERCO | HEB_CPSSADC | 66613 | SAD15 | Texas Microgrid, LLC | Natural Gas Internal Combustion Engine | 29.4173 | -98.3609 | 0.4
2025-09 | ERCO | HEB_CPSSADC | 66613 | SAD16 | Texas Microgrid, LLC | Natural Gas Internal Combustion Engine | 29.4173 | -98.3609 | 0.4
2025-09 | ERCO | HEB_CPSSADC | 66613 | SADC1 | Texas Microgrid, LLC | Natural Gas Internal Combustion Engine | 29.4173 | -98.3609 | 0.4
2025-09 | ERCO | HEB_CPSSADC | 66613 | SADC2 | Texas Microgrid, LLC | Natural Gas Internal Combustion Engine | 29.4173 | -98.3609 | 0.4
2025-09 | ERCO | HEB_CPSSADC | 66613 | SADC3 | Texas Microgrid, LLC | Natural Gas Internal Combustion Engine | 29.4173 | -98.3609 | 0.4
2025-09 | ERCO | HEB_CPSSADC | 66613 | SADC4 | Texas Microgrid, LLC | Natural Gas Internal Combustion Engine | 29.4173 | -98.3609 | 0.4
2025-09 | ERCO | HEB_CPSSADC | 66613 | SADC5 | Texas Microgrid, LLC | Natural Gas Internal Combustion Engine | 29.4173 | -98.3609 | 0.4
2025-09 | ERCO | HEB_CPSSADC | 66613 | SADC6 | Texas Microgrid, LLC | Natural Gas Internal Combustion Engine | 29.4173 | -98.3609 | 0.4
2025-09 | ERCO | HEB_CPSSADC | 66613 | SADC7 | Texas Microgrid, LLC | Natural Gas Internal Combustion Engine | 29.4173 | -98.3609 | 0.4
2025-09 | ERCO | HEB_CPSSADC | 66613 | SADC8 | Texas Microgrid, LLC | Natural Gas Internal Combustion Engine | 29.4173 | -98.3609 | 0.4
2025-09 | ERCO | HEB_CPSSADC | 66613 | SADC9 | Texas Microgrid, LLC | Natural Gas Internal Combustion Engine | 29.4173 | -98.3609 | 0.4
2025-09 | ERCO | OTHERCitizensHospital | 66614 | CTZH1 | Texas Microgrid, LLC | Natural Gas Internal Combustion Engine | 28.8128 | -96.9778 | 0.4
2025-09 | ERCO | OTHERCitizensHospital | 66614 | CTZH2 | Texas Microgrid, LLC | Natural Gas Internal Combustion Engine | 28.8128 | -96.9778 | 0.4
2025-09 | ERCO | OTHERCitizensHospital | 66614 | CTZH3 | Texas Microgrid, LLC | Natural Gas Internal Combustion Engine | 28.8128 | -96.9778 | 0.4
2025-09 | ERCO | OTHERCitizensHospital | 66614 | CTZH4 | Texas Microgrid, LLC | Natural Gas Internal Combustion Engine | 28.8128 | -96.9778 | 0.4
2025-09 | ERCO | OTHERCitizensHospital | 66614 | CTZH5 | Texas Microgrid, LLC | Natural Gas Internal Combustion Engine | 28.8128 | -96.9778 | 0.4
2025-09 | ERCO | OTHERCitizensHospital | 66614 | CTZH6 | Texas Microgrid, LLC | Natural Gas Internal Combustion Engine | 28.8128 | -96.9778 | 0.4
2025-09 | ERCO | OTHERCitizensHospital | 66614 | CTZH7 | Texas Microgrid, LLC | Natural Gas Internal Combustion Engine | 28.8128 | -96.9778 | 0.4
2025-09 | MISO | Eunice LA Plant | 66615 | STG01 | EnLink Processing Services, LLC | Natural Gas Steam Turbine | 30.461 | -92.532 | 4.7
2025-09 | ERCO | Wolf Tank Storage | 66616 | 1 | Wolf Tank Storage LLC | Batteries | 27.5772 | -99.276 | 150
2025-09 | CISO | Cald BESS | 66617 | 1 | Cald BESS LLC | Batteries | 33.9559 | -118.2321 | 100
2025-09 | CISO | Lakeview Battery Storage Facility | 66619 | AFTW | AFTW Storage, LLC | Batteries | 35.0951 | -119.0659 | 1.2
2025-09 | CISO | Resurgence Solar II | 66620 | GEN1 | Resurgence Solar II | Solar Photovoltaic | 35.0066 | -117.5448 | 48
2025-09 | CISO | Resurgence Solar II | 66620 | GEN2 | Resurgence Solar II | Batteries | 35.0066 | -117.5448 | 40
2025-09 | CISO | 9150 Hermosa Solar GM | 66622 | VSPRC | Valta Energy | Solar Photovoltaic | 34.0878 | -117.5872 | 1.3
2025-09 | MISO | Harvest Gold Solar | 66623 | HGS | Harvest Gold Solar Power, LLC | Solar Photovoltaic | 33.505 | -90.636 | 99
2025-09 | MISO | Double Back Diamond | 66624 | DBD | Double Back Diamond Solar Power, LLC | Solar Photovoltaic | 39.5373 | -89.8098 | 592.8
2025-09 | MISO | Prairie Mist Solar | 66625 | 78661 | Prairie Mist Solar Project, LLC | Solar Photovoltaic | 33.2554 | -91.669 | 109.2
2025-09 | MISO | Altona Solar, LLC | 66628 | PV | Birch Creek Power, LLC | Solar Photovoltaic | 39.2835 | -92.142 | 30
2025-09 | MISO | Envoy Solar, LLC | 66629 | PV | Birch Creek Power, LLC | Solar Photovoltaic | 39.1567 | -91.848 | 50
2025-09 | MISO | Richland Township Solar, LLC | 66630 | PV | Birch Creek Power, LLC | Solar Photovoltaic | 40.9359 | -89.2879 | 35
2025-09 | MISO | Earp Solar, LLC | 66631 | PV | Birch Creek Power, LLC | Solar Photovoltaic | 40.8918 | -90.6688 | 35
2025-09 | MISO | Kimmel Road Solar, LLC | 66632 | PV | Birch Creek Power, LLC | Solar Photovoltaic | 38.0501 | -89.2127 | 50
2025-09 | MISO | Salt Creek Township Solar, LLC | 66633 | PV | Birch Creek Power, LLC | Solar Photovoltaic | 40.1827 | -89.7203 | 50
2025-09 | PJM | Adams Solar LLC PA | 66634 | ENX20 | Adams Solar LLC (PA) | Solar Photovoltaic | 39.8796 | -77.1972 | 80
2025-09 | PJM | Caden Energix Axton LLC | 66635 | ENX20 | Caden Energix Axton LLC | Solar Photovoltaic | 36.6679 | -79.755 | 66
2025-09 | CISO | McFarland A Solar and Storage | 66636 | BESS | AES Clean Energy | Batteries | 32.9513 | -113.4905 | 100
2025-09 | CISO | McFarland A Solar and Storage | 66636 | MCFRA | AES Clean Energy | Solar Photovoltaic | 32.9513 | -113.4905 | 200
2025-09 | CISO | McFarland B Solar and Storage | 66637 | BESS | AES Clean Energy | Batteries | 32.9575 | -113.476 | 150
2025-09 | CISO | McFarland B Solar and Storage | 66637 | MCFRB | AES Clean Energy | Solar Photovoltaic | 32.9575 | -113.476 | 300
2025-09 | CISO | Enchanted Rock Lodi | 66638 | LODI | Enchanted Rock | Natural Gas Internal Combustion Engine | 38.1477 | -121.2997 | 48
2025-09 | MISO | Dunns Bridge I Solar | 66643 | DBSC1 | Dunns Bridge Solar Center LLC | Solar Photovoltaic | 41.1726 | -87.0073 | 265
2025-09 | NYIS | ELP - Kipp | 66645 | KIPP | ELP Kipp Solar, LLC | Solar Photovoltaic | 42.2019 | -73.783 | 3.5
2025-09 | PJM | Martin County Solar Project, LLC | 66646 | USMTC | Martin County Solar Project, LLC | Solar Photovoltaic | 37.7655 | -82.4741 | 111
2025-09 | CISO | Blackwell?s Corner Storage Facility | 66648 | BLKWL | Blackwell Test Facility, LLC | Batteries | 35.6184 | -119.8407 | 2
2025-09 | MISO | Long Lake Solar, LLC | 66649 | LLS | Long Lake Solar, LLC | Solar Photovoltaic | 34.4686 | -90.6151 | 200
2025-09 | CISO | Bear Canyon | 66650 | BC1 | Bear Canyon Energy Storage | Batteries | 38.7628 | -122.6928 | 13
2025-09 | PJM | KDC Solar CV Ascend One LLC | 66652 | CVAO | KDC Solar CV Ascend One LLC | Solar Photovoltaic | 39.3177 | -76.9845 | 2
2025-09 | PJM | KDC Solar CV Cedar Lane Park LLC | 66653 | CVCL | KDC Solar CV Cedar Lane Park LLC | Solar Photovoltaic | 39.3147 | -76.9789 | 2
2025-09 | PJM | KDC Solar CV Central MD Regional Transit | 66654 | CVRT | KDC Solar CV Central MD Regional Transit LLC | Solar Photovoltaic | 39.311 | -76.978 | 2
2025-09 | PJM | KDC Solar CV Animal Control LLC | 66655 | CVAC | KDC Solar CV Animal Control LLC | Solar Photovoltaic | 39.3147 | -76.9789 | 2
2025-09 | PJM | KDC Solar CV O'Donnell Property LLC | 66656 | CVOD | KDC Solar CV O'Donnell Property LLC | Solar Photovoltaic | 39.311 | -76.978 | 2
2025-09 | CISO | Acid BESS | 66659 | MAL | Malaga BESS LLC | Batteries | 36.6905 | -119.7404 | 97
2025-09 | CISO | Lead BESS 1 | 66660 | HAN | Hanford BESS LLC | Batteries | 36.2695 | -119.6487 | 99.4
2025-09 | CISO | Electrolyte BESS | 66661 | HEN | Henrietta BESS LLC | Batteries | 36.2402 | -119.9044 | 99.4
2025-09 | CISO | Lead BESS 2 | 66662 | BIA | Hanford BESS LLC | Batteries | 36.2695 | -119.6487 | 32
2025-09 | ISNE | Dublin Street LLC | 66664 | DBLNS | Dublin Street LLC | Solar Photovoltaic | 44.7005 | -67.4698 | 4.9
2025-09 | CISO | Tumbleweed Energy Storage | 66666 | TWES1 | Tumbleweed Energy Storage, LLC | Batteries | 34.8343 | -118.339 | 50
2025-09 | CISO | Tumbleweed Energy Storage | 66666 | TWES2 | Tumbleweed Energy Storage, LLC | Batteries | 34.8343 | -118.339 | 75
2025-09 | CISO | City of Rosamond (CA) | 66667 | ROSA | Standard Solar | Solar Photovoltaic | 34.8357 | -118.1468 | 1
2025-09 | MISO | Chickasaw Wind Farm | 66668 | CKWF | MidAmerican Energy Co | Onshore Wind Turbine | 43.1401 | -92.3244 | 202.4
2025-09 | CISO | West Ford Flat | 66669 | WFF1 | West Ford Flat Energy Storage | Batteries | 38.7881 | -122.7218 | 25
2025-09 | CISO | Kings CSG 3 LLC Community Solar | 66676 | KING3 | Dimension Energy LLC | Solar Photovoltaic | 36.2492 | -119.8852 | 3
2025-09 | CISO | Visalia CSG LLC | 66677 | VISAL | Dimension Energy LLC | Solar Photovoltaic | 36.3068 | -119.24 | 3
2025-09 | CISO | Tulare CSG LLC | 66679 | TULAR | Dimension Energy LLC | Solar Photovoltaic | 35.9874 | -119.4804 | 3
2025-09 | MISO | Sylvan Solar | 66683 | SYV | ALLETE, Inc. | Solar Photovoltaic | 46.3241 | -94.3879 | 15.2
2025-09 | ERCO | Bright Arrow Solar, LLC | 66688 | BASS | RWE Clean Energy | Solar Photovoltaic | 33.2239 | -95.7308 | 300
2025-09 | ERCO | Bright Arrow Solar, LLC | 66688 | BASS1 | RWE Clean Energy | Batteries | 33.2239 | -95.7308 | 103.6
2025-09 | ERCO | Brazos Bend BESS, LLC | 66690 | BEND | Cypress Creek Renewables | Batteries | 29.5632 | -95.8002 | 100
2025-09 | MISO | Winfield Solar | 66696 | WINSP | Winfield Solar I, LLC | Solar Photovoltaic | 39.0195 | -90.8552 | 150
2025-09 | PJM | Oxon Run CREF | 66698 | OCREF | Oxon Run Community Renewable Energy Facility | Solar Photovoltaic | 38.8218 | -77.0035 | 2
2025-09 | CISO | Lockhart Solar PV II | 66699 | LOC2 | Terra-Gen Operating Co-Solar | Solar Photovoltaic | 35.0435 | -117.3489 | 84.4
2025-09 | CISO | Wheeler Ridge | 66713 | WHRPV | AFTW Holdings, LLC | Solar Photovoltaic | 35.082 | -119.316 | 4.5
2025-09 | CISO | Crystal Farms Local Solar | 66714 | CRYPV | Crystal Farms Local Solar, LLC | Solar Photovoltaic | 36.6338 | -120.1771 | 3.5
2025-09 | CISO | Fresno Community Solar | 66715 | FREPV | Fresno Community Solar Developers, LLC | Solar Photovoltaic | 36.696 | -119.885 | 10
2025-09 | CISO | Inland Empire Energy Storage | 66726 | IEESS | Strata Manager, LLC | Batteries | 34.1377 | -117.416 | 70
2025-09 | ISNE | Georgia Ballard BESS | 66727 | GBBES | Strata Manager, LLC | Batteries | 44.6977 | -73.1247 | 5
2025-09 | ISNE | Springfield BESS | 66728 | SFBES | Strata Manager, LLC | Batteries | 43.3294 | -72.5241 | 5
2025-09 | NYIS | (3K) 59 Hetcheltown Rd | 66729 | P3101 | Distributed Solar Development, LLC | Solar Photovoltaic | 42.8766 | -73.9105 | 1.4
2025-09 | PJM | Jordan Energy-DFA Middlebury Center Plan | 66730 | P4318 | Distributed Solar Development, LLC | Solar Photovoltaic | 41.838 | -77.2759 | 1.1
2025-09 | NYIS | Lightstar Renewables - Project 1001 | 66731 | P4450 | Distributed Solar Development, LLC | Solar Photovoltaic | 41.7754 | -73.8758 | 3.9
2025-09 | NYIS | Lightstar Renewables - Project 1002 | 66732 | P4451 | Distributed Solar Development, LLC | Solar Photovoltaic | 41.8077 | -73.9035 | 2.1
2025-09 | CISO | Lost Hills Oilfield | 66733 | P4721 | Distributed Solar Development, LLC | Solar Photovoltaic | 35.65 | -119.85 | 1.9
2025-09 | NYIS | Marathon Solar Farm LLC South | 66734 | P4739 | Distributed Solar Development, LLC | Solar Photovoltaic | 43.0832 | -75.7351 | 4.4
2025-09 | NYIS | Kosa | 66735 | 783 | Greenbacker Renewable Energy Corporation | Solar Photovoltaic | 42.0688 | -77.8074 | 1.5
2025-09 | SWPP | Oak Leaf - CSG Portfolio (OL 36) | 66736 | P4159 | Distributed Solar Development, LLC | Solar Photovoltaic | 39.6517 | -104.5315 | 1.5
2025-09 | SWPP | Oak Leaf - CSG Portfolio (OL 37) | 66737 | P4161 | Distributed Solar Development, LLC | Solar Photovoltaic | 39.7854 | -104.5913 | 1.5
2025-09 | SWPP | Oak Leaf - CSG Portfolio (OL 38) | 66738 | P4581 | Distributed Solar Development, LLC | Solar Photovoltaic | 39.7854 | -104.5913 | 1.5
2025-09 | SWPP | Oak Leaf - CSG Portfolio (OL 39) | 66739 | P4162 | Distributed Solar Development, LLC | Solar Photovoltaic | 39.6553 | -104.5285 | 1.5
2025-09 | SWPP | Oak Leaf - CSG Portfolio (OL 44) | 66740 | P4347 | Distributed Solar Development, LLC | Solar Photovoltaic | 39.7831 | -104.5838 | 1.5
2025-09 | ISNE | Richmond Hill | 66741 | 575 | Greenbacker Renewable Energy Corporation | Solar Photovoltaic | 44.0916 | -69.7959 | 1.8
2025-09 | MISO | Laskin Solar | 66742 | LAK | ALLETE, Inc. | Solar Photovoltaic | 47.5226 | -92.1783 | 5.6
2025-09 | MISO | Jean Duluth Solar | 66743 | DUL | ALLETE, Inc. | Solar Photovoltaic | 46.8738 | -92.052 | 1.6
2025-09 | MISO | Blue Bird Solar, LLC | 66747 | BBS | Blue Bird Solar, LLC | Solar Photovoltaic | 38.8954 | -91.1366 | 139
2025-09 | MISO | IMPA Richmond 8 Solar Park | 66748 | RICH8 | Indiana Municipal Power Agency | Solar Photovoltaic | 39.8223 | -84.9501 | 6.1
2025-09 | NYIS | Herrington Solar | 66749 | HERR1 | Herrington Solar, LLC | Solar Photovoltaic | 42.8734 | -73.622 | 5
2025-09 | NYIS | Mahany | 66750 | 782 | Greenbacker Renewable Energy Corporation | Solar Photovoltaic | 42.4699 | -77.6954 | 3
2025-09 | PJM | Toms River CSG | 66751 | GEN1 | MN8 Energy LLC | Solar Photovoltaic | 39.9875 | -74.2364 | 4
2025-09 | NYIS | NY Van Buren II CSG | 66752 | NGVB2 | DG Empire Shine, LLC | Solar Photovoltaic | 43.1 | -76.294 | 3
2025-09 | MISO | Webster Creek (Oak 2) | 66753 | 714 | Greenbacker Renewable Energy Corporation | Solar Photovoltaic | 43.8635 | -90.1558 | 1.5
2025-09 | CISO | Bottleneck Energy Storage | 66757 | BN1 | VESI 12 LLC | Batteries | 35.8384 | -119.0884 | 80
2025-09 | PJM | Justin Court Energy Storage | 66758 | JC1 | VESI 23 LLC | Batteries | 40.5263 | -74.8441 | 20
2025-09 | MISO | Delta's Edge Solar | 66759 | DELTA | Cubico USA, LLC | Solar Photovoltaic | 33.5 | -90.1 | 100
2025-09 | MISO | Lemonweir (Oak 1) | 66760 | 713 | Greenbacker Renewable Energy Corporation | Solar Photovoltaic | 43.7382 | -90.013 | 3
2025-09 | NYIS | West Shore Solar LLC | 66761 | WS | West Shore Solar LLC | Solar Photovoltaic | 41.8033 | -73.9649 | 2.4
2025-09 | NYIS | SCH County - (1B) 10 Alice Wagner Way Ni | 66762 | P3599 | Distributed Solar Development, LLC | Solar Photovoltaic | 42.8345 | -73.8981 | 3.5
2025-09 | NYIS | SCH County - (1E) 398 Anthony St Schenec | 66763 | P3600 | Distributed Solar Development, LLC | Solar Photovoltaic | 42.8412 | -73.9165 | 1
2025-09 | NYIS | SCH - (2A) 156 Barhydt Rd Glenville | 66764 | 3954 | Distributed Solar Development, LLC | Solar Photovoltaic | 42.85 | -74.05 | 5
2025-09 | NYIS | SCH - (2A) 156 Barhydt Rd Glenville | 66764 | 3954B | Distributed Solar Development, LLC | Batteries | 42.85 | -74.05 | 2.5
2025-09 | NYIS | SCH County - (2B) 4982 Rynex Corners Rd | 66765 | 3595 | Distributed Solar Development, LLC | Solar Photovoltaic | 42.8842 | -74.0808 | 2.5
2025-09 | NYIS | SCH County - (2B) 4982 Rynex Corners Rd | 66765 | 3595B | Distributed Solar Development, LLC | Batteries | 42.8842 | -74.0808 | 2.5
2025-09 | NYIS | SCH County - (2D) 98 Cheltingham Ave Sch | 66766 | P3608 | Distributed Solar Development, LLC | Solar Photovoltaic | 42.7918 | -73.9568 | 2.8
2025-09 | NYIS | Source Power Company - Richland | 66767 | 4725 | Distributed Solar Development, LLC | Solar Photovoltaic | 43.5113 | -76.1196 | 2
2025-09 | NYIS | Source Power Company - Richland | 66767 | 4725B | Distributed Solar Development, LLC | Batteries | 43.5113 | -76.1196 | 2.5
2025-09 | NYIS | Source Power Company - Silver Creek | 66769 | P4468 | Distributed Solar Development, LLC | Solar Photovoltaic | 42.5173 | -79.2213 | 5
2025-09 | PJM | THD Baltimore DC - 5830 Project Tiger | 66770 | P3685 | Distributed Solar Development, LLC | Solar Photovoltaic | 39.2236 | -76.4835 | 1.6
2025-09 | NYIS | Marathon Solar Farm II LLC North | 66771 | P4471 | Distributed Solar Development, LLC | Solar Photovoltaic | 43.0832 | -75.7351 | 2.9
2025-09 | CISO | Estrella Solar & Storage | 66772 | ESPV | AES Clean Energy | Solar Photovoltaic | 34.8078 | -118.3165 | 56
2025-09 | CISO | Estrella Solar & Storage | 66772 | ESTRB | AES Clean Energy | Batteries | 34.8078 | -118.3165 | 28
2025-09 | CISO | Raceway Solar & Storage | 66773 | RCWYB | AES Clean Energy | Batteries | 34.8424 | -118.2862 | 80
2025-09 | CISO | Raceway Solar & Storage | 66773 | RCWYS | AES Clean Energy | Solar Photovoltaic | 34.8424 | -118.2862 | 125
2025-09 | ERCO | Ash Creek Solar | 66774 | 78663 | Ash Creek | Solar Photovoltaic | 31.9008 | -97.0337 | 408.9
2025-09 | PJM | Brookdale CC BTM at Lincroft | 66776 | PV1 | Solar DG NJ Brookdale, LLC | Solar Photovoltaic | 40.3261 | -74.1309 | 3.7
2025-09 | NYIS | Geneseo Solar | 66777 | GEN1 | Helios Energy New York 15 LLC | Solar Photovoltaic | 42.821 | -77.72 | 5
2025-09 | MISO | Posey Solar | 66780 | 1 | Southern Indiana Gas & Elec Co | Solar Photovoltaic | 37.9267 | -87.7289 | 191
2025-09 | ERCO | Hamilton BESS | 66782 | HAMIL | HEN Infrastructure, L.L.C. | Batteries | 29.3764 | -100.8485 | 9.9
2025-09 | ERCO | Weil Tract BESS | 66783 | WEILT | HEN Infrastructure, L.L.C. | Batteries | 27.7969 | -97.4871 | 9.9
2025-09 | ERCO | Pauline BESS | 66784 | PAULN | HEN Infrastructure, L.L.C. | Batteries | 32.335 | -96.0579 | 9.9
2025-09 | ERCO | Mineral Wells East BESS | 66788 | MNWLE | HEN Infrastructure, L.L.C. | Batteries | 32.7988 | -98.065 | 9.9
2025-09 | ERCO | Lufkin South BESS | 66789 | LUFKS | HEN Infrastructure, L.L.C. | Batteries | 31.292 | -94.7242 | 9.9
2025-09 | ERCO | Judkins BESS | 66790 | JUDKS | HEN Infrastructure, L.L.C. | Batteries | 31.7156 | -102.5981 | 9.9
2025-09 | ERCO | Garden City East BESS | 66791 | GRDNE | HEN Infrastructure, L.L.C. | Batteries | 31.8672 | -101.4694 | 9.9
2025-09 | ERCO | Falfurrias BESS | 66792 | FALFU | HEN Infrastructure, L.L.C. | Batteries | 27.2424 | -98.1405 | 9.9
2025-09 | ERCO | Diboll BESS | 66794 | DIBOL | HEN Infrastructure, L.L.C. | Batteries | 31.1938 | -94.7982 | 9.9
2025-09 | ERCO | CISCO BESS | 66795 | CISCO | HEN Infrastructure, L.L.C. | Batteries | 32.3915 | -98.9782 | 9.9
2025-09 | PJM | ADP Parsippany NJ | 66796 | P5324 | Distributed Solar Development, LLC | Solar Photovoltaic | 40.8575 | -74.4126 | 1.5
2025-09 | CISO | Agriculture Capital - Legacy Packing | 66797 | P4376 | Distributed Solar Development, LLC | Solar Photovoltaic | 36.4947 | -119.467 | 1.6
2025-09 | PJM | Bayer - Whippany, NJ | 66798 | P5316 | Distributed Solar Development, LLC | Solar Photovoltaic | 40.8188 | -74.4158 | 1.7
2025-09 | CISO | Bishop Ranch - BR 1-Y | 66799 | 4087 | Distributed Solar Development, LLC | Solar Photovoltaic | 37.7622 | -121.9579 | 0.7
2025-09 | CISO | Bishop Ranch - BR 1-Y | 66799 | 4087B | Distributed Solar Development, LLC | Batteries | 37.7622 | -121.9579 | 0.7
2025-09 | CISO | Bishop Ranch - BR 1-Y | 66799 | 4087G | Distributed Solar Development, LLC | Solar Photovoltaic | 37.7622 | -121.9579 | 0.2
2025-09 | CISO | Bishop Ranch - BR 1-Y | 66799 | 4087R | Distributed Solar Development, LLC | Solar Photovoltaic | 37.7622 | -121.9579 | 0.2
2025-09 | CISO | Bishop Ranch - BR 8-P | 66800 | 4976 | Distributed Solar Development, LLC | Solar Photovoltaic | 37.7682 | -121.9666 | 1
2025-09 | CISO | Bishop Ranch - BR 8-P | 66800 | 4976B | Distributed Solar Development, LLC | Batteries | 37.7682 | -121.9666 | 0.5
2025-09 | ERCO | Fence Post Solar Hybrid Project, LLC | 66801 | FNCBE | Fence Post Solar Project, LLC | Batteries | 32.0728 | -96.2239 | 72
2025-09 | ERCO | Fence Post Solar Hybrid Project, LLC | 66801 | FNCPT | Fence Post Solar Project, LLC | Solar Photovoltaic | 32.0728 | -96.2239 | 236
2025-09 | PJM | BEMS East Solar (CSG) | 66802 | BEMSE | Solar DG NJ BEMS East, LLC | Solar Photovoltaic | 39.8937 | -74.698 | 4
2025-09 | PJM | BEMS West Solar CSG | 66803 | BEMSW | Solar DG NJ BEMS West, LLC | Solar Photovoltaic | 39.892 | -74.695 | 4
2025-09 | ERCO | Borden County BESS | 66804 | 1 | Borden County Battery Energy Storage System LLC | Batteries | 32.7223 | -101.6385 | 150
2025-09 | CISO | Vulcan San Emidio Solar | 66806 | 15612 | Renew Solar VMC LLC | Solar Photovoltaic | 35.049 | -119.1812 | 1.4
2025-09 | CISO | SEPV Cuyama Hybrid | 66807 | CUYA1 | SEPV Cuyama, LLC | Batteries | 34.9047 | -119.585 | 3
2025-09 | CISO | SEPV Cuyama Hybrid | 66807 | CUYA2 | SEPV Cuyama, LLC | Solar Photovoltaic | 34.9047 | -119.585 | 1.6
2025-09 | CISO | Avenue 26 Solar | 66809 | A26P1 | RPCA Solar 1, LLC | Solar Photovoltaic | 37.1258 | -120.1788 | 2.6
2025-09 | CISO | Avenue 26 Solar | 66809 | A26P2 | RPCA Solar 1, LLC | Solar Photovoltaic | 37.1258 | -120.1788 | 5
2025-09 | CISO | East Cleveland Road Solar | 66810 | ECLE | RPCA Solar 7, LLC | Solar Photovoltaic | 37.125 | -120.4575 | 3
2025-09 | NYIS | BQ - Psychedelic Site CSG | 66812 | P5570 | Distributed Solar Development, LLC | Solar Photovoltaic | 41.7152 | -74.7974 | 2.7
2025-09 | PJM | Caesar's Atlantic City - POI 1 (Colosseu | 66813 | P5377 | Distributed Solar Development, LLC | Solar Photovoltaic | 39.3557 | -74.4355 | 1.4
2025-09 | PJM | Dynamic Energy NJ - Ferrero | 66815 | P5875 | Distributed Solar Development, LLC | Solar Photovoltaic | 40.5505 | -74.545 | 1.5
2025-09 | NYIS | Glenville Solar (CSG) | 66816 | GLEN | NY USLE Glenville Freemans Bridge LLC | Solar Photovoltaic | 42.8395 | -73.9326 | 4.3
2025-09 | NYIS | Copenhagen Solar | 66817 | COPE | NY USLE Copenhagen CR194 LLC | Solar Photovoltaic | 43.8631 | -75.7193 | 2.9
2025-09 | PJM | Holly Spring Meadows | 66819 | HOLLY | Standard Solar | Solar Photovoltaic | 38.8621 | -76.9125 | 1.2
2025-09 | PJM | River Ferry Solar 1 | 66820 | RVFRY | River Ferry Solar 1, LLC | Solar Photovoltaic | 39.2591 | -87.6282 | 165.3
2025-09 | ERCO | Orion III Solar Project | 66821 | ORN3 | Ben Milam Solar 3 LLC | Solar Photovoltaic | 30.9602 | -97.1245 | 250
2025-09 | NYIS | Carthage A | 66822 | NECA | NY USLE Carthage SR26 A LLC | Solar Photovoltaic | 43.9975 | -75.6629 | 5
2025-09 | NYIS | Carthage B | 66823 | NECB | NY USLE Carthage SR26 B LLC | Solar Photovoltaic | 43.9903 | -75.6613 | 3.3
2025-09 | MISO | Prairie Creek Solar | 66826 | PC923 | Sol Systems | Solar Photovoltaic | 39.8061 | -90.2244 | 30
2025-09 | NYIS | FFP - NY Burch CSG | 66827 | P5651 | Distributed Solar Development, LLC | Solar Photovoltaic | 43.3227 | -73.468 | 2.5
2025-09 | NYIS | FFP - NY Game Farm CSG | 66828 | P5652 | Distributed Solar Development, LLC | Solar Photovoltaic | 44.0128 | -76.0087 | 5
2025-09 | NYIS | FFP - NY Werner CSG | 66829 | P5650 | Distributed Solar Development, LLC | Solar Photovoltaic | 42.9661 | -77.6839 | 5
2025-09 | PJM | Harrah's Atlantic City - POI 2 (Self Par | 66831 | P5614 | Distributed Solar Development, LLC | Solar Photovoltaic | 39.3844 | -74.4263 | 1.8
2025-09 | ISNE | Athens Ridge | 66832 | 574 | Greenbacker Renewable Energy Corporation | Solar Photovoltaic | 44.9178 | -69.6707 | 2.9
2025-09 | ISNE | ME Novel Lighthouse - Front St. Solar CS | 66834 | FRONT | Luminace Sunbeam Development Holdings, LLC | Solar Photovoltaic | 44.7461 | -69.7447 | 3.2
2025-09 | NYIS | Lightstar Renewables - Project 1004 | 66835 | P4453 | Distributed Solar Development, LLC | Solar Photovoltaic | 42.0993 | -73.9553 | 3.5
2025-09 | NYIS | Source Power II - Taft CSG | 66836 | P5567 | Distributed Solar Development, LLC | Solar Photovoltaic | 43.122 | -76.0423 | 3.7
2025-09 | PJM | Alton Post Office Solar | 66837 | ALPT1 | Urban Grid Solar | Solar Photovoltaic | 36.5689 | -79.0329 | 75
2025-09 | PJM | Aspen Road Solar | 66838 | ASPR1 | Urban Grid Solar | Solar Photovoltaic | 40.1509 | -77.7638 | 100.1
2025-09 | PJM | Crystal Hill Solar | 66839 | CRYH1 | Urban Grid Solar | Solar Photovoltaic | 36.8399 | -78.9382 | 64.7
2025-09 | PJM | Foxglove Solar | 66841 | FOXG1 | Urban Grid Solar | Solar Photovoltaic | 39.0738 | -78.2801 | 75
2025-09 | PJM | Jones Farm Solar | 66842 | JONF1 | Urban Grid Solar | Solar Photovoltaic | 39.232 | -75.7723 | 64
2025-09 | PJM | Old Bridge Global Landfill CSG | 66845 | OBGLD | NJR Clean Energy Ventures Corporation | Solar Photovoltaic | 40.446 | -74.284 | 2
2025-09 | NYIS | Jogee Road Solar | 66846 | JOGEE | DG New York CS, LLC | Solar Photovoltaic | 41.4 | -74.5022 | 2
2025-09 | ISNE | Robin Hollow Solar | 66855 | RSH40 | Robin Hollow Solar, LLC | Solar Photovoltaic | 41.6402 | -71.6295 | 40.7
2025-09 | NYIS | NY Sorrell Hill II CSG | 66856 | NGSH2 | DG Empire Lumen 2023, LLC | Solar Photovoltaic | 43.1467 | -76.3547 | 5
2025-09 | ERCO | Orion I Solar Project | 66859 | ORN1 | Ben Milam Solar 1 LLC | Solar Photovoltaic | 30.9965 | -97.0015 | 200
2025-09 | MISO | Indiana Crossroads Wind Farm II | 66861 | GEN01 | Indiana Crossroads Wind Farm II LLC | Onshore Wind Turbine | 40.7794 | -87.0421 | 201.6
2025-09 | CISO | Blackjack Solar | 66863 | BJK01 | South County Packing | Solar Photovoltaic | 36.1815 | -121.0267 | 4
2025-09 | SWPP | North Fork Solar Project | 66866 | NFORK | North Fork Solar Project, LLC | Solar Photovoltaic | 34.6178 | -98.9826 | 120
2025-09 | PJM | Cannonball Solar (CSG) | 66867 | CBALL | AES Clean Energy | Solar Photovoltaic | 39.5463 | -77.4164 | 2
2025-09 | PJM | Big Spring Solar (CSG) | 66868 | BIGSP | AES Clean Energy | Solar Photovoltaic | 39.6301 | -77.9099 | 2
2025-09 | ERCO | GulfStar Power, LLC | 66871 | BESS | GulfStar Power, LLC | Batteries | 29.1913 | -95.9675 | 300
2025-09 | ERCO | Estonian Solar Project, LLC | 66872 | BESS | Enel Green Power Estonian Solar Project, LLC | Batteries | 33.4571 | -95.6679 | 100
2025-09 | ERCO | Estonian Solar Project, LLC | 66872 | SOLAR | Enel Green Power Estonian Solar Project, LLC | Solar Photovoltaic | 33.4571 | -95.6679 | 204.5
2025-09 | ISNE | Gray Solar | 66873 | GRAY | Ecos Energy LLC | Solar Photovoltaic | 43.58 | -72.953 | 2.2
2025-09 | ISNE | Cenergy - Pulk | 66874 | PUL | BAP Grounded 2 LLC | Solar Photovoltaic | 44.1073 | -70.1104 | 5
2025-09 | ISNE | Cenergy - Richards (CSG) | 66875 | RIC | Luminace Sunbeam Development Holdings, LLC | Solar Photovoltaic | 44.6433 | -69.6076 | 1
2025-09 | ISNE | Cenergy - Waterville (CSG) | 66876 | WAT | Luminace Sunbeam Development Holdings, LLC | Solar Photovoltaic | 44.5387 | -69.6689 | 5
2025-09 | ISNE | Cenergy - Kiger | 66877 | KIG | Luminace Sunbeam Development Holdings, LLC | Solar Photovoltaic | 44.9634 | -69.8918 | 1
2025-09 | ISNE | Cenergy - Wiscasset (CSG) | 66878 | WIS | Luminace Sunbeam Development Holdings, LLC | Solar Photovoltaic | 43.9645 | -69.7048 | 5
2025-09 | ERCO | Hayhurst Texas Solar | 66880 | HHTX | Hayhurst Texas Solar | Solar Photovoltaic | 31.816 | -104.0853 | 24.8
2025-09 | MISO | Pike County Energy Storage | 66881 | BAT2 | AES Indiana | Batteries | 38.5233 | -87.2495 | 200
2025-09 | SWPP | FreeState Kiro Solar I | 66882 | FKS1 | Evergy Kansas Central, Inc | Solar Photovoltaic | 39.1088 | -95.7867 | 1
2025-09 | SWPP | FreeState Crooked Post Solar I | 66883 | FCS1 | Evergy Kansas Central, Inc | Solar Photovoltaic | 38.9935 | -95.8156 | 1.6
2025-09 | SWPP | FreeState Stull Solar I | 66884 | FSS1 | Evergy Kansas Central, Inc | Solar Photovoltaic | 38.9901 | -95.4276 | 1.3
2025-09 | CISO | Baldy Mesa 2_Silver Peak Hybrid | 66885 | SPKBS | AES Clean Energy | Batteries | 34.6091 | -117.4537 | 25
2025-09 | CISO | Baldy Mesa 2_Silver Peak Hybrid | 66885 | SPKPV | AES Clean Energy | Solar Photovoltaic | 34.6091 | -117.4537 | 50
2025-09 | NYIS | Elk Street Solar | 66886 | ES | Elk Street Solar LLC | Solar Photovoltaic | 42.85 | -78.85 | 2.4
2025-09 | PJM | Solops 371 Hoes LLC | 66889 | CANOP | Solops 371 Hoes LLC | Solar Photovoltaic | 40.5459 | -74.4739 | 1
2025-09 | PJM | Solops 371 Hoes LLC | 66889 | ROOF | Solops 371 Hoes LLC | Solar Photovoltaic | 40.5459 | -74.4739 | 0.3
2025-09 | PJM | Fort Martin Solar | 66898 | FTMS | Monongahela Power Co | Solar Photovoltaic | 39.7078 | -79.9488 | 18.9
2025-09 | PJM | Marlowe Solar | 66899 | MARS | Monongahela Power Co | Solar Photovoltaic | 39.5893 | -77.8355 | 5.8
2025-09 | PJM | Rivesville Solar | 66900 | RIVS | Monongahela Power Co | Solar Photovoltaic | 39.539 | -80.0944 | 5.5
2025-09 | ERCO | Roadrunner Wind Farm | 66902 | 5317 | Roadrunner Crossing Wind Farm, LLC | Onshore Wind Turbine | 32.4374 | -99.1089 | 256
2025-09 | ERCO | BT Hickerson Solar, LLC | 66903 | 5105 | BT Hickerson Solar, LLC | Solar Photovoltaic | 31.82 | -97.5175 | 310
2025-09 | PJM | Hammonton-High School Solar | 66906 | HHSPV | Madison Energy Investments LLC | Solar Photovoltaic | 39.6572 | -74.809 | 1.2
2025-09 | ISNE | Barefoot Solar | 66907 | BARE1 | Madison Energy Investments LLC | Solar Photovoltaic | 44.5958 | -69.605 | 4.3
2025-09 | NYIS | Fork in the Road Solar | 66909 | FIR | Fork in the Road Solar LLC | Solar Photovoltaic | 41.95 | -73.75 | 1.4
2025-09 | ERCO | SMT Mercedes LLC | 66926 | SMTNM | SMT Mercedes LLC | Batteries | 26.2305 | -97.9126 | 10
2025-09 | ERCO | SMT Mission LLC | 66927 | SMTMB | SMT Mission LLC | Batteries | 26.1894 | -98.3229 | 10
2025-09 | ERCO | SMT Santa Rosa LLC | 66928 | SMTSR | SMT Santa Rosa LLC | Batteries | 26.2325 | -97.8232 | 10
2025-09 | ERCO | SMT Alamo LLC | 66929 | SMTAL | SMT Alamo LLC | Batteries | 26.2307 | -98.114 | 10
2025-09 | ERCO | SMT Bay City LLC | 66930 | SMTBC | SMT Bay City LLC | Batteries | 28.9876 | -95.9698 | 10
2025-09 | ERCO | SMT Elsa LLC | 66931 | SMTEL | SMT Elsa LLC | Batteries | 26.2961 | -98.0096 | 10
2025-09 | ERCO | SMT Los Fresnos LLC | 66932 | SMTLF | SMT Los Fresnos LLC | Batteries | 26.0747 | -97.5232 | 10
2025-09 | ERCO | SMT Harlingen II LLC | 66933 | SMTH2 | SMT Harlingen II LLC | Batteries | 26.18 | -97.7256 | 10
2025-09 | ERCO | SMT Rio Grande I LLC | 66934 | SMTR1 | SMT Rio Grande I LLC | Batteries | 26.4087 | -98.9374 | 10
2025-09 | ERCO | SMT Rio Grande II LLC | 66935 | SMTR2 | SMT Rio Grande II LLC | Batteries | 26.391 | -98.8204 | 10
2025-09 | MISO | IMPA Tipton 2 Solar Park | 66937 | TIPT2 | Indiana Municipal Power Agency | Solar Photovoltaic | 40.293 | -86.0598 | 2.7
2025-09 | MISO | IMPA Veedersburg Solar Park | 66938 | VEED | Indiana Municipal Power Agency | Solar Photovoltaic | 40.1094 | -87.2424 | 1.4
2025-09 | MISO | IMPA Winamac Solar Park | 66939 | WINA | Indiana Municipal Power Agency | Solar Photovoltaic | 41.0557 | -86.5768 | 3.3
2025-09 | NYIS | Halsey Valley | 66940 | HAL20 | LSE Pegasus LLC | Solar Photovoltaic | 42.0691 | -76.3532 | 5
2025-09 | ERCO | Orion II Solar Project | 66941 | ORN2 | Ben Milam Solar 2 LLC | Solar Photovoltaic | 31.029 | -96.9348 | 250
2025-09 | PJM | Pine 1 Solar | 66943 | 2-114 | BE-Pine1 LLC | Solar Photovoltaic | 40.6165 | -80.4582 | 17.1
2025-09 | PJM | Pine 2 Solar | 66944 | 2-115 | BE-Pine2 LLC | Solar Photovoltaic | 40.6157 | -80.471 | 17.1
2025-09 | CISO | Lockhart ESS, LLC | 66946 | LHESS | Terra-Gen Operating Co-Solar | Batteries | 35.0325 | -117.3567 | 45
2025-09 | NYIS | Mannys Corners Solar 1 (CSG) | 66947 | MANNY | AES Clean Energy | Solar Photovoltaic | 42.964 | -74.1444 | 4.9
2025-09 | CISO | VS BC Pacific Gateway, LLC | 66948 | VSPRC | Valta Energy | Solar Photovoltaic | 33.8532 | -118.2968 | 1.4
2025-09 | CISO | Sagebrush Solar 2 ESS 40 | 66949 | 1 | Terra-Gen Operating Co-BESS 2 | Batteries | 35.0477 | -118.2628 | 40
2025-09 | CISO | Sagebrush Solar 2 ESS 59 | 66950 | 1 | Terra-Gen Operating Co-BESS 2 | Batteries | 35.0477 | -118.2628 | 59
2025-09 | CISO | Scarlet II Hybrid | 66951 | GEN03 | EDPR Scarlet II LLC | Solar Photovoltaic | 36.6037 | -120.3757 | 200
2025-09 | CISO | Scarlet II Hybrid | 66951 | GEN04 | EDPR Scarlet II LLC | Batteries | 36.6037 | -120.3757 | 150
2025-09 | MISO | Prescott Wind Farm | 66952 | PWE | Prescott Wind Energy LLC | Onshore Wind Turbine | 41.121 | -94.6051 | 38.7
2025-09 | MISO | Umbriel Solar | 66954 | 23001 | Umbriel Solar, LLC | Solar Photovoltaic | 30.6688 | -94.7835 | 150
2025-09 | ISNE | Three Corners Solar | 66955 | 18099 | Three Corners Solar, LLC | Solar Photovoltaic | 44.6126 | -69.4518 | 110
2025-09 | ISNE | Pittsfield Solar (N. Main St) | 66956 | 74474 | Maine DG Solar Pittsfield, LLC | Solar Photovoltaic | 44.7821 | -69.3624 | 4.9
2025-09 | CISO | CPA 2132 E Dominguez | 66957 | PE901 | Prologis Logistics Services Incorporated | Solar Photovoltaic | 33.8378 | -118.2312 | 1
2025-09 | CISO | CPA Wilmington 1 | 66959 | PE001 | Prologis Logistics Services Incorporated | Solar Photovoltaic | 33.8229 | -118.2456 | 1.8
2025-09 | ISNE | ME Novel Lighthouse - Penobscot CSG | 66961 | PENOB | Luminace Sunbeam Development Holdings, LLC | Solar Photovoltaic | 46.0001 | -68.4558 | 3
2025-09 | ISNE | ME Novel Lighthouse - Carrabassett | 66962 | CARRA | Luminace Sunbeam Development Holdings, LLC | Solar Photovoltaic | 45.1015 | -70.3412 | 5
2025-09 | PJM | Franklin Solar 1 LLC Community Solar | 66963 | FRAN1 | Dimension Energy LLC | Solar Photovoltaic | 40.526 | -74.5591 | 3
2025-09 | PJM | Franklin Solar 2 LLC Community Solar | 66964 | FRAN2 | Dimension Energy LLC | Solar Photovoltaic | 40.4808 | -74.4947 | 3.8
2025-09 | PJM | Mayhill Solar LLC Community Solar | 66965 | MAYHI | Dimension Energy LLC | Solar Photovoltaic | 40.9019 | -74.0937 | 1.2
2025-09 | ISNE | Acton-Boxborough Schools BESS | 66966 | ABRSD | MSS Energy Holdings, LLC (d.b.a. Calibrant Energy) | Batteries | 42.4796 | -71.4581 | 2.1
2025-09 | MISO | USS Jayhawk Solar LLC (CSG) | 66969 | USJAY | United States Solar Corporation | Solar Photovoltaic | 44.232 | -93.9594 | 1
2025-09 | MISO | USS Maverick Solar LLC (CSG) | 66970 | USMAV | United States Solar Corporation | Solar Photovoltaic | 44.0996 | -94.0536 | 1
2025-09 | MISO | USS Riley Solar LLC (CSG) | 66971 | USRIL | United States Solar Corporation | Solar Photovoltaic | 44.9839 | -95.7167 | 1
2025-09 | MISO | Spring Prairie Solar LLC CSG | 66972 | SPRPR | United States Solar Corporation | Solar Photovoltaic | 46.9773 | -96.479 | 1
2025-09 | MISO | MN East Regal LLC (CSG) | 66973 | MNERL | United States Solar Corporation | Solar Photovoltaic | 45.3948 | -94.7422 | 1
2025-09 | MISO | MN Buffalo Lake 212-1 LLC (CSG) | 66974 | MNBL1 | United States Solar Corporation | Solar Photovoltaic | 44.7319 | -94.6055 | 1
2025-09 | MISO | MN Buffalo Lake 212-2 LLC (CSG) | 66975 | MNBL2 | United States Solar Corporation | Solar Photovoltaic | 44.7343 | -94.6244 | 1
2025-09 | MISO | MN CSG 2019-24 LLC | 66977 | 65872 | MN CSG 2019-24 LLC | Solar Photovoltaic | 44.9433 | -92.8574 | 0.9
2025-09 | MISO | Georgetown (Polk Burnett) | 66985 | 722 | Greenbacker Renewable Energy Corporation | Solar Photovoltaic | 45.4769 | -92.368 | 2
2025-09 | MISO | Bluff Prairie (Vernon) | 66987 | 718 | Greenbacker Renewable Energy Corporation | Solar Photovoltaic | 43.4717 | -91.1406 | 1.5
2025-09 | ERCO | CG PS Victoria WWTP, LLC | 66992 | VWWTP | ClearGen LLC | Petroleum Liquids | 28.7935 | -97.0122 | 1.3
2025-09 | MISO | Hay River (Dunn 1) | 66993 | 717 | Greenbacker Renewable Energy Corporation | Solar Photovoltaic | 45.0466 | -91.9756 | 1.5
2025-09 | MISO | Walleye (Dunn 2) | 66994 | 720 | Greenbacker Renewable Energy Corporation | Solar Photovoltaic | 44.971 | -91.8045 | 1.5
2025-09 | MISO | Popple Creek (Clark 1) | 66995 | 715 | Greenbacker Renewable Energy Corporation | Solar Photovoltaic | 44.8951 | -90.442 | 2
2025-09 | PJM | Hemings Solar | 66996 | METER | Hemings Solar Partners LLC | Solar Photovoltaic | 37.958 | -76.8188 | 5
2025-09 | PJM | Monroe Solar | 66997 | METER | Monroe Solar LLC | Solar Photovoltaic | 36.8535 | -79.4699 | 2.2
2025-09 | PJM | Solidago Solar | 66999 | SLDO | Dominion Energy Inc. | Solar Photovoltaic | 36.89 | -76.71 | 20
2025-09 | CISO | Cawelo Water District Solar | 67000 | 15612 | Scooby Solar, LLC | Solar Photovoltaic | 35.049 | -119.1812 | 2.5
2025-09 | CISO | Sunny Cow Solar, LLC | 67001 | 93311 | Headwater Energy, LLC | Solar Photovoltaic | 35.2581 | -119.1492 | 2
2025-09 | SWPP | North Bend Wind Project, LLC | 67002 | NBEND | North Bend Wind Project, LLC | Onshore Wind Turbine | 44.3773 | -99.6601 | 200
2025-09 | ERCO | Greasewood II LLC | 67006 | TBSP | Greasewood II LLC | Solar Photovoltaic | 31.1041 | -102.6063 | 306
2025-09 | PJM | Cardinal Solar, LLC | 67007 | CARD | Cardinal Solar, LLC | Solar Photovoltaic | 41.34 | -79.7237 | 20
2025-09 | MISO | River Fork Solar, LLC | 67008 | RFSLR | River Fork Solar, LLC | Solar Photovoltaic | 42.2813 | -84.7556 | 149
2025-09 | MISO | Preston Garden (CSG) | 67009 | PRSTN | Preston Garden LLC | Solar Photovoltaic | 44.5359 | -94.9113 | 1
2025-09 | ISNE | Dynamic - Wales Leeds Junction Road (CSG) | 67011 | GEN1 | Altus Power America Management, LLC | Solar Photovoltaic | 44.1993 | -70.068 | 4.5
2025-09 | ISNE | Dynamic - Norridgewock Martin Stream (CSG) | 67012 | GEN1 | Nautilus Solar Solutions | Solar Photovoltaic | 44.6941 | -69.787 | 4.9
2025-09 | ISNE | Dynamic - Leeds Solar (CSG) | 67013 | GEN1 | Nautilus Solar Solutions | Solar Photovoltaic | 44.2882 | -70.1139 | 4.9
2025-09 | ISNE | Dynamic - Gray Solar | 67014 | GEN1 | Altus Power America Management, LLC | Solar Photovoltaic | 43.8924 | -70.317 | 4.9
2025-09 | ISNE | Dynamic - Exeter Solar CSG | 67015 | GEN1 | Altus Power America Management, LLC | Solar Photovoltaic | 44.9757 | -69.0904 | 4
2025-09 | ISNE | Dynamic - Enfield Hammett Road CSG | 67016 | GEN1 | Altus Power America Management, LLC | Solar Photovoltaic | 45.2436 | -68.6206 | 4.9
2025-09 | ISNE | Dynamic - Glenburn Broadway One (CSG) | 67017 | GEN1 | Altus Power America Management, LLC | Solar Photovoltaic | 44.8758 | -68.851 | 4.9
2025-09 | ERCO | Copperhead Solar, LLC | 67019 | CHSLR | Geronimo Power | Solar Photovoltaic | 31.45 | -96.86 | 150
2025-09 | ERCO | Copperhead Solar, LLC | 67019 | CHSTG | Geronimo Power | Batteries | 31.45 | -96.86 | 100
2025-09 | ERCO | Dileo Solar | 67023 | DILEO | Elawan Dileo Solar, LLC | Solar Photovoltaic | 31.78 | -97.51 | 71.4
2025-09 | ERCO | Pitts Dudik Solar | 67024 | PTSDK | Elawan Pitts Dudik Solar, LLC | Solar Photovoltaic | 31.8932 | -96.8751 | 49.6
2025-09 | SWPP | Osawatomie Solar | 67025 | PV | Evergy Kansas Central, Inc | Solar Photovoltaic | 38.5215 | -94.9382 | 4.9
2025-09 | PJM | Energy Developments, Hancock | 67027 | GEN1 | Energy Developments, Inc d/b/a EDL | Landfill Gas | 41.0657 | -83.4095 | 0.8
2025-09 | PJM | Energy Developments, Hancock | 67027 | GEN2 | Energy Developments, Inc d/b/a EDL | Landfill Gas | 41.0657 | -83.4095 | 0.8
2025-09 | PJM | Energy Developments, Hancock | 67027 | GEN3 | Energy Developments, Inc d/b/a EDL | Landfill Gas | 41.0657 | -83.4095 | 0.8
2025-09 | PJM | Energy Developments, Hancock | 67027 | GEN4 | Energy Developments, Inc d/b/a EDL | Landfill Gas | 41.0657 | -83.4095 | 0.8
2025-09 | PJM | Randolf Solar | 67028 | METER | Randolf Solar Partners LLC | Solar Photovoltaic | 38.7451 | -78.6752 | 3.2
2025-09 | CISO | Elkhorn Dairy | 67030 | ELKHO | Bravo REC Management LLC | Solar Photovoltaic | 36.4723 | -119.3467 | 1
2025-09 | NYIS | NY Hermon 1040 County Rd 21 | 67031 | 20144 | Solitude Solar Russell County Rd 21 Microgrid, LLC | Solar Photovoltaic | 44.432 | -75.21 | 2.2
2025-09 | ISNE | 15 Glen Harris RD | 67032 | 20261 | ME Sandy River LLC | Solar Photovoltaic | 44.665 | -69.986 | 3.6
2025-09 | NYIS | NY SHERMAN 176 W MAIN ST - SL 1 | 67034 | 21104 | SL Sherman, LLC | Solar Photovoltaic | 42.1561 | -79.6016 | 4.7
2025-09 | NYIS | NY SHERMAN 191 W MAIN ST - SL 2 | 67035 | 21109 | SL Sherman II, LLC | Solar Photovoltaic | 42.1561 | -79.6016 | 5
2025-09 | PJM | Davistown-Mercer | 67036 | BAT1 | North Carolina El Member Corp | Batteries | 35.8442 | -77.6127 | 2.5
2025-09 | PJM | Medoc | 67037 | BAT1 | North Carolina El Member Corp | Batteries | 36.248 | -77.8502 | 2.5
2025-09 | MISO | Quartz Solar, LLC | 67038 | QRTZ | RWE Clean Energy | Solar Photovoltaic | 35.2085 | -90.7912 | 135
2025-09 | CISO | Northern Orchard Solar PV, LLC | 67039 | NO1 | RWE Clean Energy | Solar Photovoltaic | 35.1202 | -119.279 | 150
2025-09 | CISO | Northern Orchard Solar PV, LLC | 67039 | NOBAT | RWE Clean Energy | Batteries | 35.1202 | -119.279 | 92
2025-09 | NYIS | NY Avon I CSG | 67045 | AVON1 | DG Empire Sun, LLC | Solar Photovoltaic | 42.9002 | -77.7295 | 5
2025-09 | PJM | Elizabeth Seaport Bldg A Solar | 67050 | NJ701 | Prologis Logistics Services Incorporated | Solar Photovoltaic | 40.668 | -74.167 | 1.5
2025-09 | MISO | Trimbelle (Pierce Pepin) | 67054 | 705 | Greenbacker Renewable Energy Corporation | Solar Photovoltaic | 44.6252 | -92.5757 | 2
2025-09 | MISO | Ogema | 67055 | 706 | Greenbacker Renewable Energy Corporation | Solar Photovoltaic | 45.448 | -90.3284 | 1.4
2025-09 | MISO | Ledgeview | 67056 | 708 | Greenbacker Renewable Energy Corporation | Solar Photovoltaic | 43.7798 | -88.3465 | 5
2025-09 | MISO | Wolf River (Chipewa 1) | 67057 | 707 | Greenbacker Renewable Energy Corporation | Solar Photovoltaic | 44.9505 | -90.9643 | 1.5
2025-09 | ERCO | TX Fort Worth 5200 Gold Spike Drive | 67058 | 19599 | Catalyze Fort Worth 5200 Gold Spike Drive Microgrid, LLC | Solar Photovoltaic | 32.8313 | -97.3473 | 4
2025-09 | PJM | C&B Graham Energy, LLC | 67060 | PV1 | SolRiver Capital LLC | Solar Photovoltaic | 39.8197 | -86.4585 | 7
2025-09 | ISNE | Fort Fairfield | 67061 | FTFAI | Standard Solar | Solar Photovoltaic | 46.7732 | -67.8508 | 5
2025-09 | PJM | Cranbury 0210 Solar | 67062 | CJ210 | Prologis Logistics Services Incorporated | Solar Photovoltaic | 40.302 | -74.496 | 1
2025-09 | PJM | Ports Newark 8201 Solar | 67063 | NJ201 | Prologis Logistics Services Incorporated | Solar Photovoltaic | 40.6916 | -74.1965 | 1.4
2025-09 | PJM | Ports Jersey City Solar | 67064 | NJ001 | Prologis Logistics Services Incorporated | Solar Photovoltaic | 40.734 | -74.087 | 3
2025-09 | PJM | Lister Avenue Solar | 67065 | NJ401 | Prologis Logistics Services Incorporated | Solar Photovoltaic | 40.7394 | -74.1381 | 2
2025-09 | PJM | Edison 7205 Solar | 67066 | NJ205 | Prologis Logistics Services Incorporated | Solar Photovoltaic | 40.53 | -74.402 | 1.4
2025-09 | PJM | Edison 0308 Solar | 67067 | CJ308 | Prologis Logistics Services Incorporated | Solar Photovoltaic | 40.53 | -74.387 | 2.5
2025-09 | PJM | Port Reading 8 Solar | 67068 | NJ008 | Prologis Logistics Services Incorporated | Solar Photovoltaic | 40.565 | -74.218 | 1.4
2025-09 | CISO | IPC 25 Solar | 67069 | CV525 | Prologis Logistics Services Incorporated | Solar Photovoltaic | 37.7392 | -121.5369 | 2.4
2025-09 | PJM | Interstate 3 Solar | 67070 | CJ903 | Prologis Logistics Services Incorporated | Solar Photovoltaic | 40.397 | -74.45 | 1.5
2025-09 | MISO | Sunlight Road Solar | 67071 | SRS | Sunlight Road Solar, LLC | Solar Photovoltaic | 30.7818 | -90.2174 | 50
2025-09 | PJM | Small Mouth Bass Solar | 67072 | METER | Small Mouth Bass Solar Partners LLC | Solar Photovoltaic | 37.9063 | -79.4039 | 2.5
2025-09 | CISO | Case Vander Eyk, Jr Dairy Solar | 67073 | CEYK | Bravo REC Management LLC | Solar Photovoltaic | 35.9728 | -119.3943 | 1.2
2025-09 | PJM | Heimlich Solar | 67074 | METER | Heimlich Solar Partners LLC | Solar Photovoltaic | 38.7956 | -75.6061 | 4.5
2025-09 | MISO | Flat Fork Solar | 67076 | FFOR1 | Flat Fork Solar, LLC | Solar Photovoltaic | 34.8828 | -91.1041 | 200
2025-09 | SWPP | BESSP1, LLC. | 67077 | S-1 | BESSP1, LLC. | Solar Photovoltaic | 33.6956 | -101.9707 | 4.4
2025-09 | ERCO | Longbow BESS, LLC | 67083 | LBBES | Longbow BESS, LLC | Batteries | 29.2816 | -95.2955 | 174
2025-09 | PJM | Buckeye Power Inc. | 67084 | P4389 | Township Road 215 Solar Project 2021, LLC | Solar Photovoltaic | 41.0605 | -83.5544 | 2
2025-09 | NYIS | Spano Solar - Belmar Wall | 67086 | P6132 | Belmar Gateway Solar LLC | Solar Photovoltaic | 40.15 | -74.05 | 1.8
2025-09 | NYIS | THD Quicksilver - MDC Perth Amboy | 67087 | P4256 | THD NJ Riverview Main Distribution Center Solar Project 2020, LLC | Solar Photovoltaic | 40.55 | -74.25 | 2.5
2025-09 | MISO | Amite Solar, LLC | 67088 | AMITE | Amite Solar, LLC | Solar Photovoltaic | 30.7977 | -90.5394 | 100
2025-09 | MISO | Cedar Rapids Community Solar | 67089 | PV1 | Interstate Power and Light Co | Solar Photovoltaic | 41.9562 | -91.6936 | 4.5
2025-09 | CISO | Paulsell | 67092 | PSLBA | Crow Creek Solar, LLC | Batteries | 37.3741 | -121.1352 | 15
2025-09 | CISO | Paulsell | 67092 | PSLPV | Crow Creek Solar, LLC | Solar Photovoltaic | 37.3741 | -121.1352 | 20
2025-09 | CISO | Mojave 16/17/18 BESS | 67093 | GEN 1 | Terra-Gen Operating Co-BESS 2 | Batteries | 35.0442 | -118.2756 | 77
2025-09 | ERCO | Montgomery Ranch Wind Farm, LLC | 67095 | MR1 | RWE Clean Energy | Onshore Wind Turbine | 33.8413 | -99.6578 | 202.5
2025-09 | MISO | Fareway Customer Hosted 1 MW Solar | 67096 | PV1 | Interstate Power and Light Co | Solar Photovoltaic | 42.0632 | -93.8566 | 1
2025-09 | MISO | Hy-Vee Customer Hosted 2.25MW Solar | 67097 | PV1 | Interstate Power and Light Co | Solar Photovoltaic | 41.0356 | -93.331 | 2.3
2025-09 | MISO | ISU Customer Hosted 1MW Solar Project | 67098 | PV1 | Interstate Power and Light Co | Solar Photovoltaic | 41.9792 | -93.6562 | 1.4
2025-09 | MISO | Perry Customer Hosted 1MW Solar Project | 67099 | PV1 | Interstate Power and Light Co | Solar Photovoltaic | 41.8435 | -94.1203 | 1
2025-09 | MISO | Byrne Solar, LLC | 67100 | BYR05 | Byrne Solar, LLC | Solar Photovoltaic | 43.0443 | -85.3902 | 5
2025-09 | MISO | Lightfoot Solar, LLC | 67101 | LTF10 | Lightfoot Solar, LLC | Solar Photovoltaic | 44.6365 | -84.1714 | 10
2025-09 | MISO | Shipsterns Solar, LLC | 67102 | SHP20 | Shipsterns Solar, LLC | Solar Photovoltaic | 42.2996 | -84.757 | 20
2025-09 | MISO | Willford Solar, LLC | 67103 | WIL20 | Willford Solar, LLC | Solar Photovoltaic | 43.9885 | -84.5223 | 20
2025-09 | MISO | Bayou Galion Solar Project | 67104 | BAYOU | Bayou Galion Solar Project, LLC | Solar Photovoltaic | 32.7975 | -91.7841 | 98.1
2025-09 | PJM | Gooseberry Solar, LLC | 67106 | GEN1 | Reactivate | Solar Photovoltaic | 41.5208 | -87.5723 | 2
2025-09 | PJM | Monee Solar 1, LLC | 67107 | GEN1 | Reactivate | Solar Photovoltaic | 41.3832 | -87.7751 | 2
2025-09 | PJM | Mulberry Solar, LLC | 67108 | GEN1 | Reactivate | Solar Photovoltaic | 38.729 | -90.135 | 2
2025-09 | ISNE | Broadway Solar (CSG) | 67110 | BRDWY | NextGrid Bitterbush, LLC | Solar Photovoltaic | 44.8565 | -68.8184 | 4.6
2025-09 | ISNE | Corkwood Solar (CSG) | 67111 | CORK | NextGrid Corkwood, LLC | Solar Photovoltaic | 45.2581 | -68.6665 | 4.6
2025-09 | NYIS | SSC Oswego II LLC | 67113 | GEN1 | Reactivate | Solar Photovoltaic | 43.4706 | -76.4719 | 4.8
2025-09 | PJM | Torrence Ave Solar 1 LLC | 67114 | GEN1 | Reactivate | Solar Photovoltaic | 41.496 | -87.56 | 2
2025-09 | PJM | North Cottage Grove Solar 1, LLC | 67115 | GEN1 | Reactivate | Solar Photovoltaic | 41.5264 | -87.6008 | 2
2025-09 | ISNE | GD West Greenwich Nooseneck I, LLC | 67116 | NORTH | GD West Greenwich Nooseneck I, LLC | Solar Photovoltaic | 41.606 | -71.647 | 10
2025-09 | ISNE | GD West Greenwich Nooseneck I, LLC | 67116 | SOUTH | GD West Greenwich Nooseneck I, LLC | Solar Photovoltaic | 41.606 | -71.647 | 10
2025-09 | ISNE | Rhode Island Solar Renewable Energy IV, | 67117 | EAST | Rhode Island Solar Renewable Energy IV, LLC | Solar Photovoltaic | 41.613 | -71.156 | 8.4
2025-09 | ISNE | Rhode Island Solar Renewable Energy IV, | 67117 | WEST | Rhode Island Solar Renewable Energy IV, LLC | Solar Photovoltaic | 41.613 | -71.156 | 3.4
2025-09 | ISNE | Ring Road | 67119 | 686 | Greenbacker Renewable Energy Corporation | Solar Photovoltaic | 41.9753 | -70.7815 | 2
2025-09 | ISNE | Ring Road | 67119 | 686B | Greenbacker Renewable Energy Corporation | Batteries | 41.9753 | -70.7815 | 2
2025-09 | PJM | Bay Avenue CDG | 67121 | BAYCS | Hartz Solar, LLC | Solar Photovoltaic | 40.6798 | -74.1655 | 3
2025-09 | SWPP | BRIGHT Battery | 67122 | 1 | Omaha Public Power District | Batteries | 40.8714 | -96.179 | 1
2025-09 | NYIS | NY Attica 264 Maplewood Rd | 67136 | 20496 | EF NY CDG 010, LLC | Solar Photovoltaic | 42.866 | -78.257 | 3.6
2025-09 | PJM | Great Cove Solar II | 67137 | GC2 | AES Clean Energy | Solar Photovoltaic | 39.9016 | -77.8682 | 150
2025-09 | PJM | White Stone Ocran Solar LLC Community So | 67138 | WHITE | Dimension Energy LLC | Solar Photovoltaic | 37.6529 | -76.3888 | 5
2025-09 | PJM | Prince Edward CSG LLC | 67139 | PRINC | Dimension Energy LLC | Solar Photovoltaic | 37.2259 | -78.6877 | 4
2025-09 | MISO | Pleasant Creek Unit 1 | 67140 | PV1 | Interstate Power and Light Co | Solar Photovoltaic | 42.1044 | -91.7826 | 50
2025-09 | NYIS | Kendall DG Solar | 67141 | KEN | DG Kendall, LLC | Solar Photovoltaic | 43.3286 | -78.0708 | 5
2025-09 | ISNE | McAllister Landfill | 67142 | MCLF | Solar Breakers LLC | Solar Photovoltaic | 41.572 | -71.2898 | 1
2025-09 | ISNE | Tank Farm 4 | 67143 | TF4 | Solar Breakers LLC | Solar Photovoltaic | 41.572 | -71.2898 | 10
2025-09 | NYIS | DG Moorman Creek | 67144 | MMCK | DG Moorman Creek, LLC | Solar Photovoltaic | 43.288 | -77.865 | 4.4
2025-09 | PJM | Union Bridge Solar | 67145 | PV1 | Citizens Enterprises Corporation | Solar Photovoltaic | 39.563 | -77.183 | 8.2
2025-09 | ISNE | Ashland Solar | 67146 | PV1 | Citizens Enterprises Corporation | Solar Photovoltaic | 42.258 | -71.476 | 4.5
2025-09 | ISNE | Falmouth 2 Solar | 67149 | PV1 | Citizens Enterprises Corporation | Solar Photovoltaic | 41.611 | -70.597 | 1.5
2025-09 | ISNE | Oxford Solar | 67150 | PV1 | Citizens Enterprises Corporation | Solar Photovoltaic | 42.087 | -71.853 | 4
2025-09 | ISNE | Spencer Solar MA | 67151 | PV1 | Citizens Enterprises Corporation | Solar Photovoltaic | 42.225 | -72.017 | 2.5
2025-09 | PJM | N Baker Road 2 | 67152 | 680 | Greenbacker Renewable Energy Corporation | Solar Photovoltaic | 42.4359 | -89.9047 | 2
2025-09 | PJM | N Baker Road | 67153 | 679 | Greenbacker Renewable Energy Corporation | Solar Photovoltaic | 42.4359 | -89.9035 | 2
2025-09 | ISNE | Mars Hill | 67154 | 577 | Greenbacker Renewable Energy Corporation | Solar Photovoltaic | 46.5169 | -67.8833 | 2.6
2025-09 | ISNE | Our Katahdin | 67155 | 696 | Greenbacker Renewable Energy Corporation | Solar Photovoltaic | 45.6504 | -68.708 | 5
2025-09 | ISNE | Pine Hill Westport | 67156 | 702 | Greenbacker Renewable Energy Corporation | Solar Photovoltaic | 41.6051 | -71.0441 | 3.3
2025-09 | MISO | Liberty County Solar Project | 67159 | LIBCO | Liberty County Solar Project, LLC | Solar Photovoltaic | 29.9589 | -94.8505 | 109.9
2025-09 | PJM | Oak Solar | 67161 | OAK | Oak Solar LLC | Solar Photovoltaic | 36.5265 | -77.774 | 120
2025-09 | ISNE | Groton BESS 2 | 67162 | 90910 | Groton BESS 2 LLC | Batteries | 42.6157 | -71.5778 | 2
2025-09 | PJM | Auburn Renewables LLC | 67163 | AUBRN | Auburn Renewables, LLC | Solar Photovoltaic | 41.343 | -85.092 | 11
2025-09 | MISO | Unbridled Solar | 67165 | UBSLR | Geronimo Power | Solar Photovoltaic | 37.652 | -87.552 | 160
2025-09 | PJM | Fayette Solar | 67166 | FYTSL | Geronimo Power | Solar Photovoltaic | 39.383 | -83.4 | 45
2025-09 | MISO | Louise Solar | 67167 | LSSLR | Geronimo Power | Solar Photovoltaic | 43.562 | -92.683 | 50
2025-09 | MISO | Fillmore County Solar Project | 67168 | FILCO | Geronimo Power | Solar Photovoltaic | 43.552 | -92.357 | 45
2025-09 | CISO | Bear Creek Solar (Orinda) | 67169 | EBMUD | Solar Star Bear Creek, LLC | Solar Photovoltaic | 37.9192 | -122.1863 | 5
2025-09 | CISO | Amazon SAN3 Solar Project | 67170 | ASBA | Solar Star Prime 4 LLC | Batteries | 32.5662 | -116.9335 | 2.4
2025-09 | CISO | Amazon SAN3 Solar Project | 67170 | ASSP | Solar Star Prime 4 LLC | Solar Photovoltaic | 32.5662 | -116.9335 | 4.6
2025-09 | PJM | Foxhound | 67171 | F2024 | Foxhound Solar, LLC | Solar Photovoltaic | 36.8759 | -78.7419 | 83
2025-09 | PJM | Colice Hall Solar | 67172 | COLIC | Colice Hall Solar LLC | Solar Photovoltaic | 36.3233 | -77.0101 | 17
2025-09 | ERCO | Rodeo Ranch Energy Storage | 67175 | RODE1 | Rodeo Ranch Energy Storage, LLC | Batteries | 31.36 | -103.33 | 300
2025-09 | CISO | Cabrillo College | 67179 | 19038 | Forefront Power, LLC | Solar Photovoltaic | 36.9875 | -121.9224 | 2.4
2025-09 | PJM | Oaks Landfill - ANEM | 67180 | 882 | Greenbacker Renewable Energy Corporation | Solar Photovoltaic | 39.1937 | -77.1187 | 2
2025-09 | NYIS | Hunt Creek | 67181 | HUN21 | LSE Perseus LLC | Solar Photovoltaic | 42.0532 | -76.3205 | 4
2025-09 | ISNE | Groton BESS 1 | 67185 | 90911 | Groton BESS 1 LLC | Batteries | 42.6091 | -71.5392 | 2
2025-09 | ISNE | Holden BESS 1 | 67186 | 90913 | Holden BESS 1 LLC | Batteries | 42.3388 | -71.8386 | 5
2025-09 | ISNE | Paxton BESS 1 | 67187 | 90912 | Paxton BESS 1 LLC | Batteries | 42.2913 | -71.9455 | 3
2025-09 | ISNE | ME - EDFR - Phase I - Bristol | 67194 | BRIST | Overlook Solar Partners, LLC | Solar Photovoltaic | 43.9656 | -69.5181 | 5
2025-09 | MISO | Tyto Solar | 67196 | 1 | Madison Gas & Electric Co | Solar Photovoltaic | 42.9877 | -89.378 | 6
2025-09 | MISO | Surrey Road | 67197 | 643 | Greenbacker Renewable Energy Corporation | Solar Photovoltaic | 43.8585 | -84.7489 | 2
2025-09 | PJM | N Solon Road (South) | 67198 | 678 | Greenbacker Renewable Energy Corporation | Solar Photovoltaic | 42.4613 | -88.2794 | 2
2025-09 | MISO | Morey Road | 67199 | 641 | Greenbacker Renewable Energy Corporation | Solar Photovoltaic | 44.2733 | -85.208 | 2
2025-09 | PJM | Lake City | 67200 | 642 | Greenbacker Renewable Energy Corporation | Solar Photovoltaic | 44.2896 | -85.2145 | 2
2025-09 | NYIS | Avon Solar Farm LLC | 67202 | AVON2 | Avon Solar Farm LLC | Solar Photovoltaic | 42.927 | -77.738 | 4
2025-09 | ISNE | Lilly Lane | 67210 | LIL18 | LSE Chamaeleon LLC | Solar Photovoltaic | 42.1754 | -71.9971 | 1
2025-09 | NYIS | Sweden 1 | 67212 | SWED1 | Helios Energy New York 3 LLC | Solar Photovoltaic | 43.17 | -77.941 | 5
2025-09 | NYIS | Hamlin 1 | 67213 | HAM1 | Helios Energy New York 2 LLC | Solar Photovoltaic | 43.33 | -77.965 | 4.5
2025-09 | PJM | Jade Meadow LLC | 67214 | JMS01 | Jade Meadow LLC | Solar Photovoltaic | 39.598 | -78.951 | 19.8
2025-09 | PJM | Shifting Sands Solar, LLC | 67216 | ENX24 | Shifting Sands Solar, LLC | Solar Photovoltaic | 36.6162 | -79.8494 | 18.8
2025-09 | PJM | Sunny Rock Solar, LLC | 67217 | ENX23 | Sunny Rock Solar, LLC | Solar Photovoltaic | 36.6087 | -79.8799 | 20
2025-09 | PJM | River Trail Solar, LLC | 67218 | ENX22 | River Trail Solar, LLC | Solar Photovoltaic | 36.7095 | -80.8851 | 20
2025-09 | PJM | Amherst Solar Facility (VA) | 67225 | 1 | Appalachian Power Co | Solar Photovoltaic | 37.5536 | -79.0173 | 4.9
2025-09 | NYIS | NY Ridgeway I CSG | 67227 | NYRWY | DG Empire Shine, LLC | Solar Photovoltaic | 43.281 | -78.37 | 3
2025-09 | NYIS | Broadway CDG Solar LLC | 67228 | BROAD | Broadway CDG Solar LLC | Solar Photovoltaic | 42.9041 | -78.7143 | 5
2025-09 | CISO | Lara 2 Hybrid | 67234 | LARAB | ZGlobal Inc | Batteries | 36.9894 | -120.8781 | 0.9
2025-09 | CISO | Lara 2 Hybrid | 67234 | LARAS | ZGlobal Inc | Solar Photovoltaic | 36.9894 | -120.8781 | 0.7
2025-09 | PJM | Cunningham Solar LLC | 67235 | 11111 | Arevon Energy, Inc. | Solar Photovoltaic | 37.8893 | -78.323 | 5
2025-09 | ERCO | Anemoi Energy Storage | 67236 | ANEM1 | Anemoi Energy Storage, LLC | Batteries | 26.45 | -98.48 | 200
2025-09 | ERCO | Ebony Energy Storage | 67237 | EBON1 | Ebony Energy Storage, LLC | Batteries | 29.6201 | -98.3345 | 207.9
2025-09 | PJM | Fox Squirrel Solar | 67239 | FOX01 | EDF Renewable Asset Holdings, Inc. | Solar Photovoltaic | 39.7775 | -83.3671 | 577
2025-09 | ISNE | 5 Berry | 67242 | 5BES1 | Madison Energy Investments LLC | Batteries | 42.021 | -71.342 | 3
2025-09 | ISNE | 5 Berry | 67242 | 5BPV1 | Madison Energy Investments LLC | Solar Photovoltaic | 42.021 | -71.342 | 4.1
2025-09 | PJM | Tom's River (Lowes) | 67243 | TRPV1 | Madison Energy Investments LLC | Solar Photovoltaic | 39.989 | -74.173 | 1
2025-09 | PJM | Minster 3 | 67244 | MN3PV | Madison Energy Investments LLC | Solar Photovoltaic | 40.39 | -84.398 | 1
2025-09 | NYIS | McCormick NY CSG LLC | 67248 | MCCOR | McCormick NY CSG LLC | Solar Photovoltaic | 42.153 | -77.806 | 5
2025-09 | PJM | Foul Rift Solar Farm | 67252 | FLRFT | NJR Clean Energy Ventures Corporation | Solar Photovoltaic | 40.8 | -75.09 | 15.4
2025-09 | MISO | Tully 1 | 67255 | 814 | Greenbacker Renewable Energy Corporation | Solar Photovoltaic | 41.303 | -88.5071 | 2
2025-09 | MISO | Lobelia 1 | 67256 | 811 | Greenbacker Renewable Energy Corporation | Solar Photovoltaic | 42.4621 | -88.6119 | 2
2025-09 | ISNE | Nationwide | 67266 | NAT21 | Nationwide Solar Energy LLC | Solar Photovoltaic | 42.5029 | -71.6913 | 3.9
2025-09 | MISO | Surbrook Solar, LLC | 67267 | SUR10 | Surbrook Solar, LLC | Solar Photovoltaic | 42.3881 | -84.4902 | 10
2025-09 | NYIS | Source Power NY III - Remsen | 67268 | P5648 | Distributed Solar Development, LLC | Solar Photovoltaic | 43.3344 | -75.1779 | 3.5
2025-09 | PJM | Spano Solar - Ocean County Landfill - CS | 67269 | P4665 | Distributed Solar Development, LLC | Solar Photovoltaic | 40.0252 | -74.2495 | 4.2
2025-09 | PJM | THD Baltimore DCs - 5829 Project Lion | 67270 | P3887 | Distributed Solar Development, LLC | Solar Photovoltaic | 39.222 | -76.4832 | 3.8
2025-09 | NYIS | The Source at White Plains (UBS) | 67271 | P3879 | Distributed Solar Development, LLC | Solar Photovoltaic | 41.0285 | -73.7591 | 1
2025-09 | PJM | The Village at Orchard Ridge (TVOR) | 67272 | P5412 | Distributed Solar Development, LLC | Solar Photovoltaic | 39.2016 | -78.2139 | 1.4
2025-09 | PJM | Township of Monroe - Williamstown HS | 67273 | 4328C | Distributed Solar Development, LLC | Solar Photovoltaic | 39.6828 | -75.0109 | 1.6
2025-09 | PJM | Township of Monroe - Williamstown HS | 67273 | 4328R | Distributed Solar Development, LLC | Solar Photovoltaic | 39.6828 | -75.0109 | 1
2025-09 | PJM | Township of Monroe - Williamstown MS | 67274 | 4329C | Distributed Solar Development, LLC | Solar Photovoltaic | 39.6805 | -75.0034 | 1.3
2025-09 | PJM | Township of Monroe - Williamstown MS | 67274 | 4329R | Distributed Solar Development, LLC | Solar Photovoltaic | 39.6805 | -75.0034 | 0.5
2025-09 | NYIS | White Plains_RFP-Gedney Way Landfill | 67275 | 4072B | Distributed Solar Development, LLC | Batteries | 41.0089 | -73.7577 | 1.3
2025-09 | NYIS | White Plains_RFP-Gedney Way Landfill | 67275 | 4072C | Distributed Solar Development, LLC | Solar Photovoltaic | 41.0089 | -73.7577 | 0.5
2025-09 | NYIS | White Plains_RFP-Gedney Way Landfill | 67275 | 4072G | Distributed Solar Development, LLC | Solar Photovoltaic | 41.0089 | -73.7577 | 1.5
2025-09 | ISNE | Upland | 67276 | 703 | Greenbacker Renewable Energy Corporation | Solar Photovoltaic | 41.9641 | -70.7888 | 5
2025-09 | ISNE | Upland | 67276 | 703B | Greenbacker Renewable Energy Corporation | Batteries | 41.9641 | -70.7888 | 2.3
2025-09 | CISO | Bishop Ranch - BR 15-DD | 67277 | 4657B | Alcosta Boulevard BR 15-DD Solar Project 2020, LLC | Batteries | 37.7729 | -121.9595 | 0.5
2025-09 | CISO | Bishop Ranch - BR 15-DD | 67277 | 4657C | Alcosta Boulevard BR 15-DD Solar Project 2020, LLC | Solar Photovoltaic | 37.7729 | -121.9595 | 0.4
2025-09 | CISO | Bishop Ranch - BR 15-DD | 67277 | 4657R | Alcosta Boulevard BR 15-DD Solar Project 2020, LLC | Solar Photovoltaic | 37.7729 | -121.9595 | 0.2
2025-09 | CISO | Bishop Ranch - BR 2600 | 67278 | 4146B | Camino Ramon BR 2600 Solar Project 2020, LLC | Batteries | 37.7663 | -121.9617 | 1.1
2025-09 | CISO | Bishop Ranch - BR 2600 | 67278 | 4146C | Camino Ramon BR 2600 Solar Project 2020, LLC | Solar Photovoltaic | 37.7663 | -121.9617 | 0.5
2025-09 | CISO | Bishop Ranch - BR 2600 | 67278 | 4147R | Camino Ramon BR 2600 Solar Project 2020, LLC | Solar Photovoltaic | 37.7663 | -121.9617 | 1.2
2025-09 | NYIS | FFP - NY Ruggirello CSG | 67280 | P5649 | Ruggirello Solar, LLC | Solar Photovoltaic | 41.5643 | -74.14 | 2
2025-09 | NYIS | FFP - NY Urbanski | 67281 | 5653 | FFP NY Goshen Project1, LLC | Solar Photovoltaic | 41.3309 | -74.4034 | 4.4
2025-09 | NYIS | FFP - NY Urbanski | 67281 | 5653B | FFP NY Goshen Project1, LLC | Batteries | 41.3309 | -74.4034 | 4
2025-09 | NYIS | FFP - NY Varano | 67282 | 5654 | FFP NY Goshen Project2, LLC | Solar Photovoltaic | 41.3753 | -74.3929 | 5
2025-09 | NYIS | FFP - NY Varano | 67282 | 5654B | FFP NY Goshen Project2, LLC | Batteries | 41.3753 | -74.3929 | 5
2025-09 | ERCO | Ganado Solar | 67284 | GBA | Enel Green Power NA, Inc. | Batteries | 29.1091 | -96.5288 | 70.5
2025-09 | ERCO | Ganado Solar | 67284 | GS1 | Enel Green Power NA, Inc. | Solar Photovoltaic | 29.1091 | -96.5288 | 150.5
2025-09 | ISNE | Athens AT01 | 67286 | SC | Nautilus Solar Solutions | Solar Photovoltaic | 44.9485 | -69.6523 | 5
2025-09 | CISO | Dos Palos Clean Power | 67287 | DOSP | Dos Palos Clean Power LLC | Solar Photovoltaic | 37.0026 | -120.6382 | 3
2025-09 | ISNE | MEVS DOT 109 | 67290 | EAST | MEVS DOT, LLC | Solar Photovoltaic | 44.3114 | -69.8112 | 1.7
2025-09 | ISNE | MEVS DOT 109 | 67290 | WEST | MEVS DOT, LLC | Solar Photovoltaic | 44.3114 | -69.8112 | 0.5
2025-09 | PJM | Rutgers Busch Livingston Lot B & C | 67292 | P6301 | Bowser Road Solar Project 2021, LLC | Solar Photovoltaic | 40.5223 | -74.4726 | 1.5
2025-09 | NYIS | EDF - Liberty NY - Real Term CSG | 67293 | 71334 | ESNY-RT-ELMSFORD, LLC | Solar Photovoltaic | 41.0665 | -73.8225 | 1.8
2025-09 | NYIS | EDF - Liberty NY - Real Term CSG | 67293 | 71335 | ESNY-RT-ELMSFORD, LLC | Solar Photovoltaic | 41.0665 | -73.8225 | 0.3
2025-09 | PJM | Rutgers Cook Douglass Lot 97 & 98a | 67294 | P5294 | Dudley Road Solar Project 2021, LLC | Solar Photovoltaic | 40.4793 | -74.4371 | 1.2
2025-09 | NYIS | Source Power NY II - Locust 1 | 67295 | P5564 | Locust Solar LLC | Solar Photovoltaic | 42.6139 | -76.1668 | 5
2025-09 | ISNE | CVEC Round 4 Brewster Captn Golf Course | 67296 | 3658 | Freemans Way Solar Project 2019, LLC | Solar Photovoltaic | 41.7321 | -70.0166 | 0.8
2025-09 | ISNE | CVEC Round 4 Brewster Captn Golf Course | 67296 | 3658B | Freemans Way Solar Project 2019, LLC | Batteries | 41.7321 | -70.0166 | 0.4
2025-09 | PJM | FFP - MD Foxhall | 67297 | P5658 | FFP MD Freeland Project1, LLC | Solar Photovoltaic | 39.6835 | -76.7391 | 2
2025-09 | ERCO | AbbVie Waco | 67308 | AB1 | Generate ER-NG, LLC | Natural Gas Internal Combustion Engine | 31.4882 | -97.2006 | 0.4
2025-09 | ERCO | AbbVie Waco | 67308 | AB10 | Generate ER-NG, LLC | Natural Gas Internal Combustion Engine | 31.4882 | -97.2006 | 0.4
2025-09 | ERCO | AbbVie Waco | 67308 | AB11 | Generate ER-NG, LLC | Natural Gas Internal Combustion Engine | 31.4882 | -97.2006 | 0.4
2025-09 | ERCO | AbbVie Waco | 67308 | AB12 | Generate ER-NG, LLC | Natural Gas Internal Combustion Engine | 31.4882 | -97.2006 | 0.4
2025-09 | ERCO | AbbVie Waco | 67308 | AB13 | Generate ER-NG, LLC | Natural Gas Internal Combustion Engine | 31.4882 | -97.2006 | 0.4
2025-09 | ERCO | AbbVie Waco | 67308 | AB14 | Generate ER-NG, LLC | Natural Gas Internal Combustion Engine | 31.4882 | -97.2006 | 0.4
2025-09 | ERCO | AbbVie Waco | 67308 | AB2 | Generate ER-NG, LLC | Natural Gas Internal Combustion Engine | 31.4882 | -97.2006 | 0.4
2025-09 | ERCO | AbbVie Waco | 67308 | AB3 | Generate ER-NG, LLC | Natural Gas Internal Combustion Engine | 31.4882 | -97.2006 | 0.4
2025-09 | ERCO | AbbVie Waco | 67308 | AB4 | Generate ER-NG, LLC | Natural Gas Internal Combustion Engine | 31.4882 | -97.2006 | 0.4
2025-09 | ERCO | AbbVie Waco | 67308 | AB5 | Generate ER-NG, LLC | Natural Gas Internal Combustion Engine | 31.4882 | -97.2006 | 0.4
2025-09 | ERCO | AbbVie Waco | 67308 | AB6 | Generate ER-NG, LLC | Natural Gas Internal Combustion Engine | 31.4882 | -97.2006 | 0.4
2025-09 | ERCO | AbbVie Waco | 67308 | AB7 | Generate ER-NG, LLC | Natural Gas Internal Combustion Engine | 31.4882 | -97.2006 | 0.4
2025-09 | ERCO | AbbVie Waco | 67308 | AB8 | Generate ER-NG, LLC | Natural Gas Internal Combustion Engine | 31.4882 | -97.2006 | 0.4
2025-09 | ERCO | AbbVie Waco | 67308 | AB9 | Generate ER-NG, LLC | Natural Gas Internal Combustion Engine | 31.4882 | -97.2006 | 0.4
2025-09 | ERCO | OTHERBenEKDallas | 67309 | BEK1 | Generate ER-NG, LLC | Natural Gas Internal Combustion Engine | 32.8185 | -96.8532 | 0.4
2025-09 | ERCO | OTHERBenEKDallas | 67309 | BEK2 | Generate ER-NG, LLC | Natural Gas Internal Combustion Engine | 32.8185 | -96.8532 | 0.4
2025-09 | ERCO | OTHERBenEKDallas | 67309 | BEK3 | Generate ER-NG, LLC | Natural Gas Internal Combustion Engine | 32.8185 | -96.8532 | 0.4
2025-09 | ERCO | OTHERBenEKDallas | 67309 | BEK4 | Generate ER-NG, LLC | Natural Gas Internal Combustion Engine | 32.8185 | -96.8532 | 0.4
2025-09 | ERCO | HEB00055 | 67310 | H0551 | Generate ER-NG, LLC | Natural Gas Internal Combustion Engine | 32.9389 | -97.1313 | 0.4
2025-09 | ERCO | HEB00055 | 67310 | H0552 | Generate ER-NG, LLC | Natural Gas Internal Combustion Engine | 32.9389 | -97.1313 | 0.4
2025-09 | ERCO | HEB00055 | 67310 | H0553 | Generate ER-NG, LLC | Natural Gas Internal Combustion Engine | 32.9389 | -97.1313 | 0.4
2025-09 | ERCO | HEB00760 | 67311 | H7601 | Generate ER-NG, LLC | Natural Gas Internal Combustion Engine | 29.4876 | -95.4052 | 0.4
2025-09 | ERCO | HEB00760 | 67311 | H7602 | Generate ER-NG, LLC | Natural Gas Internal Combustion Engine | 29.4876 | -95.4052 | 0.4
2025-09 | ERCO | HEB00760 | 67311 | H7603 | Generate ER-NG, LLC | Natural Gas Internal Combustion Engine | 29.4876 | -95.4052 | 0.4
2025-09 | ERCO | HEB00776 | 67312 | H7761 | Generate ER-NG, LLC | Natural Gas Internal Combustion Engine | 29.8036 | -95.7605 | 0.4
2025-09 | ERCO | HEB00776 | 67312 | H7762 | Generate ER-NG, LLC | Natural Gas Internal Combustion Engine | 29.8036 | -95.7605 | 0.4
2025-09 | ERCO | HEB00776 | 67312 | H7763 | Generate ER-NG, LLC | Natural Gas Internal Combustion Engine | 29.8036 | -95.7605 | 0.4
2025-09 | ERCO | HEB00789 | 67313 | H7891 | Generate ER-NG, LLC | Natural Gas Internal Combustion Engine | 33.1552 | -96.8463 | 0.4
2025-09 | ERCO | HEB00789 | 67313 | H7892 | Generate ER-NG, LLC | Natural Gas Internal Combustion Engine | 33.1552 | -96.8463 | 0.4
2025-09 | ERCO | HEB00789 | 67313 | H7893 | Generate ER-NG, LLC | Natural Gas Internal Combustion Engine | 33.1552 | -96.8463 | 0.4
2025-09 | ERCO | HEB00790 | 67314 | H7901 | Generate ER-NG, LLC | Natural Gas Internal Combustion Engine | 33.0554 | -96.7967 | 0.4
2025-09 | ERCO | HEB00790 | 67314 | H7902 | Generate ER-NG, LLC | Natural Gas Internal Combustion Engine | 33.0554 | -96.7967 | 0.4
2025-09 | ERCO | HEB00790 | 67314 | H7903 | Generate ER-NG, LLC | Natural Gas Internal Combustion Engine | 33.0554 | -96.7967 | 0.4
2025-09 | ERCO | HEB00796 | 67315 | H7961 | Generate ER-NG, LLC | Natural Gas Internal Combustion Engine | 33.1166 | -96.6531 | 0.4
2025-09 | ERCO | HEB00796 | 67315 | H7962 | Generate ER-NG, LLC | Natural Gas Internal Combustion Engine | 33.1166 | -96.6531 | 0.4
2025-09 | ERCO | HEB00796 | 67315 | H7963 | Generate ER-NG, LLC | Natural Gas Internal Combustion Engine | 33.1166 | -96.6531 | 0.4
2025-09 | ERCO | OTHERNFBWA | 67316 | NFB1 | Texas Microgrid, LLC | Natural Gas Internal Combustion Engine | 29.7056 | -95.6191 | 0.4
2025-09 | ERCO | OTHERNFBWA | 67316 | NFB2 | Texas Microgrid, LLC | Natural Gas Internal Combustion Engine | 29.7056 | -95.6191 | 0.4
2025-09 | ERCO | OTHERNFBWA | 67316 | NFB3 | Texas Microgrid, LLC | Natural Gas Internal Combustion Engine | 29.7056 | -95.6191 | 0.4
2025-09 | ERCO | OTHERNFBWA | 67316 | NFB4 | Texas Microgrid, LLC | Natural Gas Internal Combustion Engine | 29.7056 | -95.6191 | 0.4
2025-09 | ERCO | OTHERNFBWA | 67316 | NFB5 | Texas Microgrid, LLC | Natural Gas Internal Combustion Engine | 29.7056 | -95.6191 | 0.4
2025-09 | ERCO | OTHERNFBWA | 67316 | NFB6 | Texas Microgrid, LLC | Natural Gas Internal Combustion Engine | 29.7056 | -95.6191 | 0.4
2025-09 | ERCO | HEBTEMDistCenter | 67317 | HTE10 | Texas Microgrid, LLC | Natural Gas Internal Combustion Engine | 31.1524 | -97.3612 | 0.4
2025-09 | ERCO | HEBTEMDistCenter | 67317 | HTE11 | Texas Microgrid, LLC | Natural Gas Internal Combustion Engine | 31.1524 | -97.3612 | 0.4
2025-09 | ERCO | HEBTEMDistCenter | 67317 | HTE12 | Texas Microgrid, LLC | Natural Gas Internal Combustion Engine | 31.1524 | -97.3612 | 0.4
2025-09 | ERCO | HEBTEMDistCenter | 67317 | HTEM1 | Texas Microgrid, LLC | Natural Gas Internal Combustion Engine | 31.1524 | -97.3612 | 0.4
2025-09 | ERCO | HEBTEMDistCenter | 67317 | HTEM2 | Texas Microgrid, LLC | Natural Gas Internal Combustion Engine | 31.1524 | -97.3612 | 0.4
2025-09 | ERCO | HEBTEMDistCenter | 67317 | HTEM3 | Texas Microgrid, LLC | Natural Gas Internal Combustion Engine | 31.1524 | -97.3612 | 0.4
2025-09 | ERCO | HEBTEMDistCenter | 67317 | HTEM4 | Texas Microgrid, LLC | Natural Gas Internal Combustion Engine | 31.1524 | -97.3612 | 0.4
2025-09 | ERCO | HEBTEMDistCenter | 67317 | HTEM5 | Texas Microgrid, LLC | Natural Gas Internal Combustion Engine | 31.1524 | -97.3612 | 0.4
2025-09 | ERCO | HEBTEMDistCenter | 67317 | HTEM6 | Texas Microgrid, LLC | Natural Gas Internal Combustion Engine | 31.1524 | -97.3612 | 0.4
2025-09 | ERCO | HEBTEMDistCenter | 67317 | HTEM7 | Texas Microgrid, LLC | Natural Gas Internal Combustion Engine | 31.1524 | -97.3612 | 0.4
2025-09 | ERCO | HEBTEMDistCenter | 67317 | HTEM8 | Texas Microgrid, LLC | Natural Gas Internal Combustion Engine | 31.1524 | -97.3612 | 0.4
2025-09 | ERCO | HEBTEMDistCenter | 67317 | HTEM9 | Texas Microgrid, LLC | Natural Gas Internal Combustion Engine | 31.1524 | -97.3612 | 0.4
2025-09 | ERCO | OTHERTexasA&M | 67318 | TAM10 | Texas Microgrid, LLC | Natural Gas Internal Combustion Engine | 30.642 | -96.461 | 0.4
2025-09 | ERCO | OTHERTexasA&M | 67318 | TAM11 | Texas Microgrid, LLC | Natural Gas Internal Combustion Engine | 30.642 | -96.461 | 0.4
2025-09 | ERCO | OTHERTexasA&M | 67318 | TAM12 | Texas Microgrid, LLC | Natural Gas Internal Combustion Engine | 30.642 | -96.461 | 0.4
2025-09 | ERCO | OTHERTexasA&M | 67318 | TAM13 | Texas Microgrid, LLC | Natural Gas Internal Combustion Engine | 30.642 | -96.461 | 0.4
2025-09 | ERCO | OTHERTexasA&M | 67318 | TAM14 | Texas Microgrid, LLC | Natural Gas Internal Combustion Engine | 30.642 | -96.461 | 0.4
2025-09 | ERCO | OTHERTexasA&M | 67318 | TAM15 | Texas Microgrid, LLC | Natural Gas Internal Combustion Engine | 30.642 | -96.461 | 0.4
2025-09 | ERCO | OTHERTexasA&M | 67318 | TAM16 | Texas Microgrid, LLC | Natural Gas Internal Combustion Engine | 30.642 | -96.461 | 0.4
2025-09 | ERCO | OTHERTexasA&M | 67318 | TAM17 | Texas Microgrid, LLC | Natural Gas Internal Combustion Engine | 30.642 | -96.461 | 0.4
2025-09 | ERCO | OTHERTexasA&M | 67318 | TAM18 | Texas Microgrid, LLC | Natural Gas Internal Combustion Engine | 30.642 | -96.461 | 0.4
2025-09 | ERCO | OTHERTexasA&M | 67318 | TAM19 | Texas Microgrid, LLC | Natural Gas Internal Combustion Engine | 30.642 | -96.461 | 0.4
2025-09 | ERCO | OTHERTexasA&M | 67318 | TAM20 | Texas Microgrid, LLC | Natural Gas Internal Combustion Engine | 30.642 | -96.461 | 0.4
2025-09 | ERCO | OTHERTexasA&M | 67318 | TAM21 | Texas Microgrid, LLC | Natural Gas Internal Combustion Engine | 30.642 | -96.461 | 0.4
2025-09 | ERCO | OTHERTexasA&M | 67318 | TAM22 | Texas Microgrid, LLC | Natural Gas Internal Combustion Engine | 30.642 | -96.461 | 0.4
2025-09 | ERCO | OTHERTexasA&M | 67318 | TAM23 | Texas Microgrid, LLC | Natural Gas Internal Combustion Engine | 30.642 | -96.461 | 0.4
2025-09 | ERCO | OTHERTexasA&M | 67318 | TAM24 | Texas Microgrid, LLC | Natural Gas Internal Combustion Engine | 30.642 | -96.461 | 0.4
2025-09 | ERCO | OTHERTexasA&M | 67318 | TAMU1 | Texas Microgrid, LLC | Natural Gas Internal Combustion Engine | 30.642 | -96.461 | 0.4
2025-09 | ERCO | OTHERTexasA&M | 67318 | TAMU2 | Texas Microgrid, LLC | Natural Gas Internal Combustion Engine | 30.642 | -96.461 | 0.4
2025-09 | ERCO | OTHERTexasA&M | 67318 | TAMU3 | Texas Microgrid, LLC | Natural Gas Internal Combustion Engine | 30.642 | -96.461 | 0.4
2025-09 | ERCO | OTHERTexasA&M | 67318 | TAMU4 | Texas Microgrid, LLC | Natural Gas Internal Combustion Engine | 30.642 | -96.461 | 0.4
2025-09 | ERCO | OTHERTexasA&M | 67318 | TAMU5 | Texas Microgrid, LLC | Natural Gas Internal Combustion Engine | 30.642 | -96.461 | 0.4
2025-09 | ERCO | OTHERTexasA&M | 67318 | TAMU6 | Texas Microgrid, LLC | Natural Gas Internal Combustion Engine | 30.642 | -96.461 | 0.4
2025-09 | ERCO | OTHERTexasA&M | 67318 | TAMU7 | Texas Microgrid, LLC | Natural Gas Internal Combustion Engine | 30.642 | -96.461 | 0.4
2025-09 | ERCO | OTHERTexasA&M | 67318 | TAMU8 | Texas Microgrid, LLC | Natural Gas Internal Combustion Engine | 30.642 | -96.461 | 0.4
2025-09 | ERCO | OTHERTexasA&M | 67318 | TAMU9 | Texas Microgrid, LLC | Natural Gas Internal Combustion Engine | 30.642 | -96.461 | 0.4
2025-09 | ERCO | HEB00769 | 67319 | H7691 | Texas Microgrid, LLC | Natural Gas Internal Combustion Engine | 29.5539 | -95.1507 | 0.4
2025-09 | ERCO | HEB00769 | 67319 | H7692 | Texas Microgrid, LLC | Natural Gas Internal Combustion Engine | 29.5539 | -95.1507 | 0.4
2025-09 | ERCO | HEB00769 | 67319 | H7693 | Texas Microgrid, LLC | Natural Gas Internal Combustion Engine | 29.5539 | -95.1507 | 0.4
2025-09 | SWPP | Russell | 67320 | 1 | Sunflower Electric Power Corp | Solar Photovoltaic | 38.8938 | -98.7942 | 20
2025-09 | ISNE | Norcap South | 67326 | NOS17 | LSE Coma Berenices LLC | Solar Photovoltaic | 41.8816 | -72.5448 | 2
2025-09 | ISNE | Norcap North | 67327 | NON17 | LSE Canes Venatici LLC | Solar Photovoltaic | 41.8825 | -72.5437 | 2
2025-09 | NYIS | Sheesley (CSG) | 67329 | SC | Nautilus Solar Solutions | Solar Photovoltaic | 44.6059 | -75.1589 | 4.4
2025-09 | ISNE | Sidney | 67330 | SC | Nautilus Solar Solutions | Solar Photovoltaic | 44.4509 | -69.7262 | 1.5
2025-09 | MISO | SolarClub 03 | 67331 | SC | Nautilus Solar Solutions | Solar Photovoltaic | 45.6421 | -95.5304 | 1
2025-09 | MISO | SolarClub 30 (CSG) | 67332 | SC | Nautilus Solar Solutions | Solar Photovoltaic | 45.3192 | -94.555 | 1
2025-09 | ISNE | Standish | 67333 | SC | Nautilus Solar Solutions | Solar Photovoltaic | 43.7511 | -70.5466 | 5
2025-09 | PJM | Ten Oaks | 67334 | SC | Nautilus Solar Solutions | Solar Photovoltaic | 39.2028 | -76.9561 | 2
2025-09 | NYIS | Tiffany | 67335 | SC | Nautilus Solar Solutions | Solar Photovoltaic | 42.5832 | -75.4703 | 5
2025-09 | ISNE | Town House | 67336 | SC | Nautilus Solar Solutions | Solar Photovoltaic | 44.28 | -69.7446 | 5
2025-09 | NYIS | Ver Plank North (CSG) | 67337 | SC | Nautilus Solar Solutions | Solar Photovoltaic | 43.2012 | -76.1761 | 4
2025-09 | NYIS | Ver Plank South (CSG) | 67338 | SC | Nautilus Solar Solutions | Solar Photovoltaic | 43.1946 | -76.1751 | 5
2025-09 | ISNE | Washington WS01 | 67339 | SC | Nautilus Solar Solutions | Solar Photovoltaic | 44.2355 | -69.3739 | 4
2025-09 | ISNE | Wells (ME) | 67340 | SC | Nautilus Solar Solutions | Solar Photovoltaic | 43.3274 | -70.629 | 4.8
2025-09 | PJM | Carvers Creek Solar | 67342 | CARV | Carvers Creek, LLC | Solar Photovoltaic | 37.5619 | -76.6054 | 54.9
2025-09 | NYIS | Smith Creek | 67345 | SMI21 | LSE Pisces LLC | Solar Photovoltaic | 42.0532 | -76.3205 | 3.8
2025-09 | ISNE | ME-EDFR-Phase I-Woolwich | 67349 | WLWCH | Green Mile Solar, LLC | Solar Photovoltaic | 43.938 | -69.7842 | 5
2025-09 | ISNE | ME-EDFR-Phase I-Embden | 67350 | EMBDN | Tower Solar Partners, LLC | Solar Photovoltaic | 44.949 | -69.8791 | 5
2025-09 | ISNE | Park Solar | 67351 | PARK | Ecos Energy LLC | Solar Photovoltaic | 41.3367 | -72.9868 | 1
2025-09 | CISO | Hat Creek Bioenergy | 67360 | HAT01 | Hat Creek Bioenergy, LLC | Wood/Wood Waste Biomass | 40.9878 | -121.6225 | 3.6
2025-09 | CISO | Tejon Castac Water District Solar | 67365 | 17180 | CTMW Solar, LLC | Solar Photovoltaic | 35.0009 | -118.8983 | 1.3
2025-09 | ISNE | Caterpillar Hill | 67366 | CATER | AES Clean Energy | Solar Photovoltaic | 44.3123 | -68.6586 | 4.9
2025-09 | ISNE | Freetown MA 1, LLC | 67367 | FREET | Navisun LLC | Solar Photovoltaic | 41.7606 | -70.9678 | 1
2025-09 | PJM | Middlesex Vo Tech Solar 1 LLC | 67368 | MIDDL | Navisun LLC | Solar Photovoltaic | 40.5283 | -74.4355 | 1.5
2025-09 | ISNE | OSG Solar 1 LLC | 67369 | OSGSO | Navisun LLC | Solar Photovoltaic | 42.6168 | -72.2346 | 2.5
2025-09 | ISNE | Seaboard Charlton, LLC | 67370 | CHARL | Navisun LLC | Solar Photovoltaic | 42.1379 | -71.9159 | 2
2025-09 | ISNE | Seaboard Oxford, LLC | 67371 | OXFOR | Navisun LLC | Solar Photovoltaic | 42.1102 | -71.8924 | 1.7
2025-09 | ISNE | Seaboard Sheffield, LLC | 67372 | SEASH | Navisun LLC | Solar Photovoltaic | 42.1367 | -73.3252 | 2
2025-09 | PJM | TPE Irish Road Solar, LLC | 67373 | IRISH | Navisun LLC | Solar Photovoltaic | 36.7272 | -79.5065 | 5
2025-09 | PJM | TPE Whitmell Solar, LLC | 67374 | WHITM | Navisun LLC | Solar Photovoltaic | 36.7272 | -79.5065 | 5
2025-09 | ISNE | BWC Beech Ridge Brook, LLC | 67375 | SCARB | Navisun LLC | Solar Photovoltaic | 43.615 | -70.408 | 5
2025-09 | ISNE | BWC Rams Horn Channel LLC | 67376 | BEVER | Navisun LLC | Solar Photovoltaic | 42.5678 | -70.8713 | 3.5
2025-09 | ISNE | Douglas Pike Solar, LLC | 67377 | DOUGP | Navisun LLC | Solar Photovoltaic | 41.9764 | -71.6137 | 1.8
2025-09 | ERCO | OTHERTraditionClearfork | 67381 | CLFK1 | Texas Microgrid, LLC | Natural Gas Internal Combustion Engine | 32.7072 | -97.4083 | 0.4
2025-09 | ERCO | OTHERTraditionClearfork | 67381 | CLFK2 | Texas Microgrid, LLC | Natural Gas Internal Combustion Engine | 32.7072 | -97.4083 | 0.4
2025-09 | ERCO | OTHERTraditionClearfork | 67381 | CLFK3 | Texas Microgrid, LLC | Natural Gas Internal Combustion Engine | 32.7072 | -97.4083 | 0.4
2025-09 | MISO | Harley-Davison Powertrain Operations | 67382 | 1 | Wisconsin Electric Power Co | Solar Photovoltaic | 43.1833 | -88.0972 | 2.2
2025-09 | MISO | City of Milwaukee Landfill | 67383 | 1 | Wisconsin Electric Power Co | Solar Photovoltaic | 42.934 | -87.8886 | 2.3
2025-09 | MISO | ATI | 67384 | 1 | Wisconsin Electric Power Co | Solar Photovoltaic | 42.9449 | -87.8599 | 2.3
2025-09 | MISO | CREE | 67385 | 1 | Wisconsin Electric Power Co | Solar Photovoltaic | 42.7174 | -87.8987 | 1.5
2025-09 | MISO | Jones Dairy | 67386 | 1 | Wisconsin Electric Power Co | Solar Photovoltaic | 42.9193 | -88.8479 | 2.3
2025-09 | MISO | Regal Ware | 67387 | 1 | Wisconsin Electric Power Co | Solar Photovoltaic | 43.4358 | -88.1747 | 1.9
2025-09 | ISNE | Farmingdale FA01 | 67388 | SC | Nautilus Solar Solutions | Solar Photovoltaic | 44.2471 | -69.8005 | 4.9
2025-09 | ISNE | Fryeburg | 67389 | SC | Nautilus Solar Solutions | Solar Photovoltaic | 44.021 | -70.9578 | 4.9
2025-09 | PJM | Lion One | 67392 | SC | Nautilus Solar Solutions | Solar Photovoltaic | 39.3273 | -76.781 | 2
2025-09 | PJM | Livingston Crossing (CSG) | 67393 | SC | Nautilus Solar Solutions | Solar Photovoltaic | 38.6969 | -76.9782 | 2
2025-09 | MISO | Washington County | 67394 | 1 | Wisconsin Electric Power Co | Solar Photovoltaic | 43.4326 | -88.1606 | 2.3
2025-09 | MISO | UW Parkside | 67395 | 1 | Wisconsin Electric Power Co | Solar Photovoltaic | 42.6477 | -87.8551 | 2.3
2025-09 | ISNE | Mechanic Street (CSG) | 67396 | SC | Nautilus Solar Solutions | Solar Photovoltaic | 46.6837 | -68.0382 | 3
2025-09 | PJM | Meeting House | 67397 | SC | Nautilus Solar Solutions | Solar Photovoltaic | 39.7038 | -75.9432 | 2
2025-09 | ISNE | Missile Street (CSG) | 67398 | SC | Nautilus Solar Solutions | Solar Photovoltaic | 46.7057 | -68.0441 | 3
2025-09 | PJM | Mustang One | 67399 | SC | Nautilus Solar Solutions | Solar Photovoltaic | 38.5665 | -76.1095 | 1.5
2025-09 | ISNE | North Bridgton | 67400 | SC | Nautilus Solar Solutions | Solar Photovoltaic | 44.1012 | -70.7058 | 5
2025-09 | PJM | Rutgers Busch Liv (Lot 55, 58, 58A, 58B) | 67401 | P5292 | Bowser Road Solar Project 2021, LLC | Solar Photovoltaic | 40.5248 | -74.4672 | 1.3
2025-09 | ISNE | Mainely Solar (Wyman Hill Solar LLC) | 67402 | P5815 | Wyman Hill Solar, LLC | Solar Photovoltaic | 44.5177 | -70.5178 | 4
2025-09 | NYIS | Altamont (NY) (CSG) | 67403 | SC | Nautilus Solar Solutions | Solar Photovoltaic | 42.6787 | -73.9472 | 2.3
2025-09 | PJM | Bear One | 67404 | SC | Nautilus Solar Solutions | Solar Photovoltaic | 39.7028 | -78.0826 | 2
2025-09 | PJM | Beech Road (CSG) | 67405 | SC | Nautilus Solar Solutions | Solar Photovoltaic | 38.8229 | -76.9347 | 3
2025-09 | NYIS | Comfort CSG | 67406 | SC | Nautilus Solar Solutions | Solar Photovoltaic | 43.0169 | -78.9779 | 4
2025-09 | ISNE | Clemons Road Solar | 67407 | CLEM | RPNY Solar 4, LLC | Solar Photovoltaic | 43.063 | -76.011 | 2.8
2025-09 | ISNE | Pike Road Solar (NY) | 67408 | PIKE | RPNY Solar 6, LLC | Solar Photovoltaic | 42.9688 | -78.21 | 3
2025-09 | ISNE | Alexander Road Solar | 67409 | ALEX | RPNY Solar 7, LLC | Solar Photovoltaic | 42.9739 | -78.2061 | 1.6
2025-09 | ISNE | Exeter Ten (CSG) | 67410 | SC | Nautilus Solar Solutions | Solar Photovoltaic | 41.5801 | -71.5671 | 2.8
2025-09 | ISNE | Exeter Mail CSG | 67411 | SC | Nautilus Solar Solutions | Solar Photovoltaic | 41.5322 | -71.5597 | 5
2025-09 | NYIS | Geer Road Solar 2 CSG | 67412 | GEER2 | AES Clean Energy | Solar Photovoltaic | 43.36 | -73.563 | 5
2025-09 | NYIS | Princetown Solar 1 | 67414 | PRNC1 | AES Clean Energy | Solar Photovoltaic | 42.78 | -74.07 | 5
2025-09 | NYIS | County Highway Solar 1 CSG | 67415 | CTHW1 | AES Clean Energy | Solar Photovoltaic | 42.992 | -74.313 | 5
2025-09 | NYIS | County Highway Solar 2 (CSG) | 67416 | CTHW2 | AES Clean Energy | Solar Photovoltaic | 42.993 | -74.311 | 5
2025-09 | ISNE | Exeter Renewables 1 | 67417 | EXTR1 | AES Clean Energy | Solar Photovoltaic | 41.58 | -71.523 | 10
2025-09 | NYIS | Geer Road Solar 1 CSG | 67418 | GEER1 | AES Clean Energy | Solar Photovoltaic | 43.356 | -73.566 | 5
2025-09 | PJM | Cavalier Solar | 67420 | CAVPV | AES Clean Energy | Solar Photovoltaic | 37.018 | -76.7358 | 155.6
2025-09 | PJM | Cavalier Solar A2 | 67421 | CAVA2 | AES Clean Energy | Solar Photovoltaic | 37.018 | -76.7358 | 84.4
2025-09 | ISNE | Powder Hill | 67422 | POW20 | LSE Delphinus LLC | Solar Photovoltaic | 41.9761 | -72.5338 | 2
2025-09 | ISNE | Platt Hill | 67423 | PLA22 | LSE Pictor LLC | Solar Photovoltaic | 41.9001 | -73.1071 | 2
2025-09 | ERCO | Hopkins Energy LLC | 67424 | HOPKS | Hopkins Energy LLC | Solar Photovoltaic | 33.2173 | -95.4621 | 250
2025-09 | ERCO | Century Oak Wind Project, LLC | 67425 | COAKW | Century Oak Wind Project, LLC | Onshore Wind Turbine | 32.4287 | -99.1591 | 151.5
2025-09 | NYIS | Wolcott Hill (Camden) (CSG) | 67426 | SC | Nautilus Solar Solutions | Solar Photovoltaic | 43.3503 | -75.7292 | 5
2025-09 | ISNE | BNRG Masardis (CSG) | 67427 | SC | Nautilus Solar Solutions | Solar Photovoltaic | 46.531 | -68.3393 | 5
2025-09 | ISNE | BRNG Nicolin (CSG) | 67428 | SC | Nautilus Solar Solutions | Solar Photovoltaic | 44.6208 | -68.5092 | 3.3
2025-09 | ISNE | BNRG Norridgewock (CSG) | 67429 | SC | Nautilus Solar Solutions | Solar Photovoltaic | 44.7164 | -69.8112 | 2
2025-09 | MISO | Lannon Stone | 67430 | 1 | Wisconsin Electric Power Co | Solar Photovoltaic | 43.107 | -88.2273 | 2.3
2025-09 | ISNE | BNRG North Anson (CSG) | 67431 | SC | Nautilus Solar Solutions | Solar Photovoltaic | 44.8518 | -69.9166 | 2
2025-09 | CISO | Double J Dairy Array | 67432 | DBL-J | Bravo REC Management LLC | Solar Photovoltaic | 36.3627 | -119.426 | 4
2025-09 | ERCO | HEB00794 | 67433 | H7941 | Generate ER-NG, LLC | Natural Gas Internal Combustion Engine | 33.1758 | -96.7284 | 0.4
2025-09 | ERCO | HEB00794 | 67433 | H7942 | Generate ER-NG, LLC | Natural Gas Internal Combustion Engine | 33.1758 | -96.7284 | 0.4
2025-09 | ERCO | HEB00794 | 67433 | H7943 | Generate ER-NG, LLC | Natural Gas Internal Combustion Engine | 33.1758 | -96.7284 | 0.4
2025-09 | ERCO | HEB00767 | 67434 | H7671 | Generate ER-NG, LLC | Natural Gas Internal Combustion Engine | 30.2212 | -95.682 | 0.4
2025-09 | ERCO | HEB00767 | 67434 | H7672 | Generate ER-NG, LLC | Natural Gas Internal Combustion Engine | 30.2212 | -95.682 | 0.4
2025-09 | ERCO | HEB00767 | 67434 | H7673 | Generate ER-NG, LLC | Natural Gas Internal Combustion Engine | 30.2212 | -95.682 | 0.4
2025-09 | NYIS | North Woods (CSG) | 67437 | SC | Nautilus Solar Solutions | Solar Photovoltaic | 44.6177 | -75.1622 | 5
2025-09 | ISNE | Oakland | 67438 | SC | Nautilus Solar Solutions | Solar Photovoltaic | 44.5722 | -69.6917 | 5
2025-09 | PJM | Parker Place | 67439 | SC | Nautilus Solar Solutions | Solar Photovoltaic | 38.3228 | -75.5431 | 2
2025-09 | NYIS | Peterboro (CSG) | 67440 | SC | Nautilus Solar Solutions | Solar Photovoltaic | 43.0707 | -75.5453 | 4
2025-09 | NYIS | Gowans (CSG) | 67442 | SC | Nautilus Solar Solutions | Solar Photovoltaic | 42.6417 | -79.0173 | 3.8
2025-09 | ISNE | Pomham Islander (CSG) | 67447 | SC | Nautilus Solar Solutions | Solar Photovoltaic | 41.954 | -71.5215 | 2.5
2025-09 | ISNE | Quarry | 67448 | SC | Nautilus Solar Solutions | Solar Photovoltaic | 43.3378 | -70.7333 | 5
2025-09 | ISNE | Ryans Ranch | 67449 | SC | Nautilus Solar Solutions | Solar Photovoltaic | 44.1798 | -70.5146 | 5
2025-09 | ISNE | Sabattus SB01 | 67450 | SC | Nautilus Solar Solutions | Solar Photovoltaic | 44.0651 | -70.1021 | 4.9
2025-09 | ISNE | Sanford CGA | 67451 | SC | Nautilus Solar Solutions | Solar Photovoltaic | 43.4322 | -70.7143 | 5
2025-09 | ISNE | Sanford -NY | 67452 | SC | Nautilus Solar Solutions | Solar Photovoltaic | 43.4346 | -70.7539 | 4.9
2025-09 | ISNE | Shaker | 67453 | SC | Nautilus Solar Solutions | Solar Photovoltaic | 43.8949 | -70.3435 | 5
2025-09 | ISNE | 700 Binnewater | 67456 | 7BPV1 | Madison Energy Investments LLC | Solar Photovoltaic | 41.849 | -74.0899 | 1.1
2025-09 | ISNE | 665 Scenic Highway | 67457 | SHBE1 | Madison Energy Investments LLC | Batteries | 41.77 | -70.571 | 1.5
2025-09 | ISNE | 665 Scenic Highway | 67457 | SHPV1 | Madison Energy Investments LLC | Solar Photovoltaic | 41.77 | -70.571 | 4.3
2025-09 | PJM | Boyd Soccerplex | 67458 | LHAPV | Madison Energy Investments LLC | Solar Photovoltaic | 39.1528 | -77.3114 | 1
2025-09 | PJM | Sycamore | 67459 | SYCPV | Madison Energy Investments LLC | Solar Photovoltaic | 40.9469 | -83.1624 | 1.3
2025-09 | PJM | Howell (Lowes) | 67460 | HLPV1 | Madison Energy Investments LLC | Solar Photovoltaic | 40.13 | -74.218 | 1
2025-09 | PJM | Hamilton | 67461 | LHAPV | Madison Energy Investments LLC | Solar Photovoltaic | 40.198 | -74.633 | 1
2025-09 | ISNE | Farmington | 67462 | FMPV1 | Madison Energy Investments LLC | Solar Photovoltaic | 44.655 | -70.151 | 4.9
2025-09 | ISNE | 1 Commercial | 67464 | CM1BS | Madison Energy Investments LLC | Batteries | 42.115 | -71.237 | 1
2025-09 | ISNE | 1 Commercial | 67464 | CM1PV | Madison Energy Investments LLC | Solar Photovoltaic | 42.115 | -71.237 | 0.5
2025-09 | ISNE | GSPP 7024 Fox Rd, LLC | 67468 | FOX | Green Street Power Partners | Solar Photovoltaic | 43.2006 | -75.2581 | 5
2025-09 | ISNE | GSPP NESV, LLC | 67469 | NESV | Green Street Power Partners | Solar Photovoltaic | 41.9267 | -71.3177 | 1.1
2025-09 | ISNE | GSPP 4643 Twelve Corners Road, LLC | 67470 | TWEL | Green Street Power Partners | Solar Photovoltaic | 42.8416 | -76.4453 | 4.7
2025-09 | ISNE | GSPP 126 Little Bow Rd N, LLC | 67471 | LBN | Green Street Power Partners | Solar Photovoltaic | 44.345 | -75.4861 | 4.8
2025-09 | ISNE | GSPP 126 Little Bow Rd S, LLC | 67472 | LBS | Green Street Power Partners | Solar Photovoltaic | 44.345 | -75.4861 | 5
2025-09 | PJM | RA Jones Roof Mounted Solar System | 67473 | RAJPV | RA Jones | Solar Photovoltaic | 39.0444 | -84.5839 | 1.3
2025-09 | ISNE | Saratoga Solar III, LLC | 67475 | SARA3 | Green Street Power Partners | Solar Photovoltaic | 43.0707 | -73.8981 | 3.5
2025-09 | ISNE | Saratoga Solar IV, LLC | 67476 | SARA4 | Green Street Power Partners | Solar Photovoltaic | 43.0682 | -73.9201 | 3.5
2025-09 | ISNE | Pulpit Hill | 67477 | PUL19 | LSE Fornax LLC | Solar Photovoltaic | 42.4106 | -72.5312 | 5
2025-09 | ISNE | Sand Road | 67478 | SAN21 | LSE Phoenix LLC | Solar Photovoltaic | 42.0322 | -73.3342 | 2
2025-09 | NYIS | Portland SP | 67479 | PORT1 | Solar Planet Power | Solar Photovoltaic | 42.391 | -79.4275 | 2.5
2025-09 | NYIS | NY Finchville Tpke CSG | 67480 | FCHVL | Finchville Tpke LLC | Solar Photovoltaic | 41.4494 | -74.5548 | 1.8
2025-09 | NYIS | NY Lower Road II CSG | 67481 | LWRD2 | Lower Road II, LLC | Solar Photovoltaic | 41.338 | -74.481 | 2
2025-09 | NYIS | NY Lower Road III CSG | 67482 | LWRD3 | Lower Road III, LLC | Solar Photovoltaic | 41.333 | -74.4845 | 2
2025-09 | ISNE | Norfolk Landfill Solar Project | 67483 | NRFLK | NJR Clean Energy Ventures Corporation | Solar Photovoltaic | 41.981 | -73.152 | 4
2025-09 | ISNE | Raffia Road Solar Project | 67484 | FLRFT | NJR Clean Energy Ventures Corporation | Solar Photovoltaic | 41.964 | -72.561 | 4
2025-09 | CISO | Union Sanitary District Cogen | 67485 | CG101 | Union Sanitary District | Other Waste Biomass | 37.5896 | -122.0907 | 0.9
2025-09 | CISO | Union Sanitary District Cogen | 67485 | CG102 | Union Sanitary District | Other Waste Biomass | 37.5896 | -122.0907 | 0.9
2025-09 | PJM | Hall Property | 67486 | HALLP | Standard Solar | Solar Photovoltaic | 38.7084 | -76.7459 | 2
2025-09 | MISO | Jonesboro CWL Solar Park | 67487 | 1 | City Water and Light Plant | Solar Photovoltaic | 35.8143 | -90.5787 | 10
2025-09 | MISO | Cavalry Solar Hybrid | 67489 | CAVBS | Cavalry Energy Center LLC | Batteries | 40.8953 | -86.8102 | 45
2025-09 | MISO | Cavalry Solar Hybrid | 67489 | CAVPV | Cavalry Energy Center LLC | Solar Photovoltaic | 40.8953 | -86.8102 | 200
2025-09 | PJM | Spectrum Solar Hybrid | 67490 | 1 | Spectrum Solar LLC | Solar Photovoltaic | 38.95 | -76.95 | 3
2025-09 | PJM | Spectrum Solar Hybrid | 67490 | 2 | Spectrum Solar LLC | Solar Photovoltaic | 38.95 | -76.95 | 2.6
2025-09 | ERCO | Pavlov | 67493 | PAVLV | HEN Infrastructure, L.L.C. | Batteries | 28.9941 | -96.1262 | 9.9
2025-09 | ERCO | Mainland | 67494 | MLNDB | HEN Infrastructure, L.L.C. | Batteries | 29.3952 | -95.0408 | 9.9
2025-09 | ERCO | Russek | 67495 | RUSSK | HEN Infrastructure, L.L.C. | Batteries | 31.1835 | -101.4604 | 9.9
2025-09 | ERCO | Sandlake | 67496 | SDLKB | HEN Infrastructure, L.L.C. | Batteries | 31.5088 | -103.6175 | 9.9
2025-09 | CISO | McFarland C | 67498 | MCFRC | AES Clean Energy | Batteries | 32.946 | -113.4916 | 185
2025-09 | ISNE | Brewer (CSG) | 67499 | SC | Nautilus Solar Solutions | Solar Photovoltaic | 44.7977 | -68.7146 | 5
2025-09 | SWPP | Oliver Wind IV | 67502 | GEN4 | Oliver Wind IV, LLC | Onshore Wind Turbine | 47.1243 | -101.6124 | 198.8
2025-09 | MISO | Walnut Bend Solar Station PV | 67504 | WN1 | Walnut Bend Solar Station | Solar Photovoltaic | 34.8603 | -91.082 | 100
2025-09 | ISNE | Sturbridge Barn | 67505 | STB18 | LSE Ara LLC | Solar Photovoltaic | 42.1772 | -72.0046 | 1
2025-09 | ISNE | Bunce | 67506 | BUN23 | LSE Indus LLC | Solar Photovoltaic | 42.0218 | -73.3169 | 2
2025-09 | MISO | ACC | 67507 | 62289 | Entegrity Solar ACC, LLC | Solar Photovoltaic | 33.9269 | -93.8601 | 2
2025-09 | PJM | Oaks Landfill CS 1 | 67508 | 883 | Greenbacker Renewable Energy Corporation | Solar Photovoltaic | 39.1936 | -77.1187 | 2
2025-09 | CISO | Grossmont College | 67509 | 19064 | Forefront Power, LLC | Solar Photovoltaic | 32.8166 | -117.0063 | 2.6
2025-09 | CISO | Lone Oak | 67512 | LNOAK | Bravo REC Management LLC | Solar Photovoltaic | 36.2706 | -119.5182 | 2.9
2025-09 | MISO | ADC Varner | 67513 | 63612 | Entegrity Solar ADC, LLC | Solar Photovoltaic | 34.0413 | -91.6279 | 4.9
2025-09 | SWPP | City of Green Forest (Carroll) | 67514 | 56757 | Entegrity Solar Green Forest, LLC | Solar Photovoltaic | 36.3674 | -93.5428 | 1.2
2025-09 | MISO | Crossett SD | 67515 | 60845 | Entegrity Solar Crossett SD, LLC | Solar Photovoltaic | 33.1312 | -91.9411 | 1
2025-09 | MISO | El Dorado AR | 67517 | 63154 | Entegrity Solar El Dorado SD, LLC | Solar Photovoltaic | 33.2129 | -92.6215 | 1.8
2025-09 | SWPP | Fayetteville Public Schools (Ozarks) | 67518 | 63583 | Nabholz Solar FPS Ozarks, LLC | Solar Photovoltaic | 36.0049 | -94.0205 | 1
2025-09 | MISO | Fayetteville Public Schools (SWEPCO) | 67519 | 63617 | Nabholz Solar FPS, LLC | Solar Photovoltaic | 35.1474 | -93.8709 | 4
2025-09 | MISO | LRWRA | 67520 | 63617 | Entegrity Solar LRWRA, LLC | Solar Photovoltaic | 35.1474 | -93.8709 | 4
2025-09 | MISO | Rivercrest SD | 67521 | 60336 | Entegrity Solar Rivercrest SD, LLC | Solar Photovoltaic | 35.6181 | -90.1049 | 1
2025-09 | MISO | Searcy Water I | 67522 | 69620 | Entegrity Solar SWU, LLC | Solar Photovoltaic | 35.2659 | -91.7159 | 1
2025-09 | MISO | Searcy Water II | 67523 | 52418 | Entegrity Solar SWU 2, LLC | Solar Photovoltaic | 35.2079 | -91.7222 | 2.8
2025-09 | MISO | Southside SD | 67524 | 60334 | Entegrity Solar Southside SD, LLC | Solar Photovoltaic | 34.7244 | -92.1968 | 1
2025-09 | SWPP | UADA | 67526 | 62293 | Entegrity Solar UA AG, LLC | Solar Photovoltaic | 33.9266 | -93.8589 | 2.8
2025-09 | MISO | White River Medical Center | 67527 | 63613 | Entegrity Solar WRMC, LLC | Solar Photovoltaic | 35.6098 | -91.257 | 2.9
2025-09 | PJM | Augusta CSG, LLC | 67529 | AUGUS | Dimension Energy LLC | Solar Photovoltaic | 38.1002 | -78.9647 | 2.9
2025-09 | PJM | Waynesboro Bridge Solar, LLC Community S | 67530 | WAYNE | Dimension Energy LLC | Solar Photovoltaic | 38.1022 | -78.9234 | 5
2025-09 | PJM | Suffolk CSG, LLC | 67531 | SUFFO | Dimension Energy LLC | Solar Photovoltaic | 36.6857 | -76.763 | 3.8
2025-09 | PJM | Fairfield Lee Solar, LLC Community Solar | 67532 | FAIRF | Dimension Energy LLC | Solar Photovoltaic | 37.8781 | -79.3969 | 5
2025-09 | CISO | RB Inyokern Solar WDAT 1203 (CSG) | 67533 | INYO1 | Dimension Energy LLC | Solar Photovoltaic | 35.6558 | -117.8103 | 19.9
2025-09 | CISO | RB Inyokern Solar WDAT 1281 (CSG) | 67534 | INYO2 | Dimension Energy LLC | Solar Photovoltaic | 35.6599 | -117.8103 | 11.9
2025-09 | MISO | Creston Solar (50 MW) | 67536 | PV1 | Interstate Power and Light Co | Solar Photovoltaic | 41.0707 | -94.3185 | 50
2025-09 | MISO | Pleasant Creek Unit 2 | 67537 | PV1 | Interstate Power and Light Co | Solar Photovoltaic | 42.1044 | -91.7826 | 150
2025-09 | MISO | Wever Solar (150MW) | 67538 | PV1 | Interstate Power and Light Co | Solar Photovoltaic | 40.7346 | -91.2768 | 150
2025-09 | MISO | Nortera Customer Hosted Solar | 67539 | PV1 | Wisconsin Power & Light Co | Solar Photovoltaic | 43.7362 | -88.862 | 1.6
2025-09 | MISO | UW Kegonsa Customer Hosted Solar | 67540 | PV1 | Wisconsin Power & Light Co | Solar Photovoltaic | 42.9576 | -89.2924 | 2.3
2025-09 | MISO | Marshall Solar Plus LLC | 67545 | MARSL | Western Minnesota Mun Pwr Agny | Solar Photovoltaic | 44.4699 | -95.7792 | 10
2025-09 | MISO | Marshall Solar Plus LLC | 67545 | MARST | Western Minnesota Mun Pwr Agny | Batteries | 44.4699 | -95.7792 | 5
2025-09 | MISO | USS Rosewood Solar LLC (CSG) | 67547 | USRSW | United States Solar Corporation | Solar Photovoltaic | 44.9747 | -95.7147 | 1
2025-09 | MISO | USS Slayton Solar LLC (CSG) | 67548 | USSLY | United States Solar Corporation | Solar Photovoltaic | 43.9817 | -95.7658 | 1
2025-09 | NYIS | State Route 5 | 67550 | SR5 | AETS OpCo Holdings LLC | Solar Photovoltaic | 43.0707 | -75.4944 | 4.4
2025-09 | MISO | Cedarville (IL) | 67554 | 11069 | Generate Capital | Solar Photovoltaic | 42.3676 | -89.6329 | 2
2025-09 | PJM | Sicklerville Landfill | 67557 | SKLDF | NJR Clean Energy Ventures Corporation | Solar Photovoltaic | 39.7 | -74.98 | 2.3
2025-09 | PJM | Bourbonnais | 67569 | PV1 | Solar DG IL 5, LLC | Solar Photovoltaic | 41.207 | -87.925 | 1.7
2025-09 | NYIS | NY Newark St Rt 31 - Environomics S1 | 67571 | 20880 | Catalyze Newark Solar Farm 1 Microgrid, LLC | Solar Photovoltaic | 43.035 | -77.1484 | 5
2025-09 | PJM | AstraZeneca Newark Solar | 67572 | PV-A | AstraZeneca Pharmaceuticals | Solar Photovoltaic | 39.6485 | -75.7061 | 1.6
2025-09 | PJM | AstraZeneca Newark Solar | 67572 | PV-B | AstraZeneca Pharmaceuticals | Solar Photovoltaic | 39.6485 | -75.7061 | 1.6
2025-09 | NYIS | Sunnyside 2 Solar | 67574 | SS2 | Solar DG NY Sunnyside 2, LLC | Solar Photovoltaic | 42.8363 | -73.944 | 5
2025-09 | ISNE | Monument Valley | 67577 | MON22 | LSE Lepus LLC | Solar Photovoltaic | 42.253 | -73.3321 | 2
2025-09 | ISNE | Monument Valley | 67577 | MONBA | LSE Lepus LLC | Batteries | 42.253 | -73.3321 | 1
2025-09 | ISNE | Sandwich | 67578 | SWABA | LSE Ophiuchus LLC | Batteries | 41.7178 | -70.4799 | 2
2025-09 | ISNE | Sandwich | 67578 | SWI23 | LSE Ophiuchus LLC | Solar Photovoltaic | 41.7178 | -70.4799 | 2
2025-09 | CISO | AES ES Alamitos 2 LLC | 67579 | ALMT2 | AES Clean Energy | Batteries | 33.7703 | -118.1 | 82
2025-09 | ERCO | Markum Solar Farm | 67580 | MKM | Markum Solar Farm, LLC | Solar Photovoltaic | 31.6948 | -97.3749 | 161
2025-09 | NYIS | Collins (NY) (CSG) | 67582 | COLLI | Azimuth 180 Solar Electric, LLC | Solar Photovoltaic | 43.27 | -75.19 | 5
2025-09 | PJM | DC Water | 67583 | DCWAT | Azimuth 180 Solar Electric, LLC | Solar Photovoltaic | 38.91 | -76.99 | 1.3
2025-09 | NYIS | Oneida East | 67584 | ONEID | Azimuth 180 Solar Electric, LLC | Solar Photovoltaic | 43.19 | -75.21 | 4.8
2025-09 | NYIS | Ny Frankfort Bleecker St - Frankfort -NG | 67585 | 21015 | Frankfort Solar Farm LLC | Solar Photovoltaic | 43.0884 | -75.177 | 4
2025-09 | NYIS | NY Newark ST RT 31 - Environomics S2 | 67586 | 20654 | Catalyze Newark Solar Farm 2 Microgrid, LLC | Solar Photovoltaic | 43.0331 | -77.1464 | 4
2025-09 | MISO | SV CSG AFTON I | 67587 | SVA | SV CSG Afton I, LLC | Solar Photovoltaic | 44.943 | -92.857 | 1
2025-09 | MISO | DSI Don Solar | 67588 | DSID | DSI Don Solar LLC | Solar Photovoltaic | 44.805 | -95.2056 | 1
2025-09 | NYIS | NY Evans 7690 SW Blvd - SL Evans Array 1 | 67589 | 21106 | SL Evans, LLC | Solar Photovoltaic | 42.6808 | -78.9525 | 4.3
2025-09 | NYIS | NY Evans 7690 SW Blvd - SL Evans Array 2 | 67590 | 21107 | SL Evans, LLC | Solar Photovoltaic | 42.6786 | -78.9542 | 4
2025-09 | NYIS | NSF Aurelius Site 1 LLC | 67592 | PV1 | NSF Energy One LLC | Solar Photovoltaic | 42.9221 | -76.6079 | 5
2025-09 | NYIS | NSF Aurelius Site 2, LLC | 67593 | PV1 | NSF Energy One LLC | Solar Photovoltaic | 42.9227 | -76.6025 | 5
2025-09 | NYIS | NSF Aurelius Site 3 LLC | 67594 | PV1 | NSF Energy One LLC | Solar Photovoltaic | 42.9194 | -76.6077 | 5
2025-09 | NYIS | NSF Aurelius Site 4 LLC | 67595 | PV1 | NSF Energy One LLC | Solar Photovoltaic | 42.9195 | -76.6042 | 4.9
2025-09 | MISO | Adams PV Plant | 67596 | AD329 | Adams PV Plant (WI) | Solar Photovoltaic | 43.9501 | -89.6809 | 8.3
2025-09 | MISO | Portage Solar Plant | 67597 | PG329 | Portage Solar Plant | Solar Photovoltaic | 43.6071 | -89.2434 | 11.8
2025-09 | ERCO | Desert Willow Energy Storage | 67598 | DWES | Desert Willow Energy Storage | Batteries | 32.4523 | -97.0726 | 150
2025-09 | NYIS | NY ALTONA MAYOTT - Environomics P1 | 67599 | 20641 | Catalyze Pombrio Solar Farm 1 Microgrid, LLC | Solar Photovoltaic | 44.8784 | -73.5835 | 5
2025-09 | NYIS | NY ALTONA MAYOTT - Environomics P2 | 67600 | 20641 | Catalyze Pombrio Solar Farm 2 Microgrid, LLC | Solar Photovoltaic | 44.8784 | -73.5835 | 5
2025-09 | SWPP | Diversion Wind Energy LLC | 67601 | DIV01 | Southwestern Electric Power Co | Onshore Wind Turbine | 33.7193 | -99.023 | 98.6
2025-09 | SWPP | Diversion Wind Energy LLC | 67601 | DIV02 | Southwestern Electric Power Co | Onshore Wind Turbine | 33.7193 | -99.023 | 102
2025-09 | CISO | Zonneveld Oak Grove | 67602 | 17444 | Renewable Solar, Inc | Solar Photovoltaic | 36.4574 | -119.7636 | 1.5
2025-09 | CISO | River Ranch Dairy | 67603 | 18821 | Renewable Solar, Inc | Solar Photovoltaic | 36.249 | -119.5829 | 4
2025-09 | NYIS | NSF Torrey Site 3 | 67604 | TRY03 | NSF Torrey Site 3, LLC | Solar Photovoltaic | 42.659 | -76.927 | 5
2025-09 | NYIS | NSF Torrey Site 2 | 67605 | TRY02 | NSF Torrey Site 2, LLC | Solar Photovoltaic | 42.659 | -76.931 | 5
2025-09 | NYIS | NSF Torrey Site 1 | 67606 | TRY01 | NSF Torrey Site 1, LLC | Solar Photovoltaic | 42.659 | -76.935 | 4.6
2025-09 | NYIS | NY PAVILION 6464 SHEPARD RD - Genesee 4 | 67610 | 21602 | NY CDG Genesee 4 LLC | Solar Photovoltaic | 42.8774 | -78.0535 | 4.3
2025-09 | NYIS | Glen Mary 1 | 67611 | 10993 | Generate Capital | Solar Photovoltaic | 42.1088 | -76.2972 | 4.9
2025-09 | NYIS | Glen Mary 2 | 67612 | 10994 | Generate Capital | Solar Photovoltaic | 42.1061 | -76.2907 | 2.2
2025-09 | NYIS | Barone | 67613 | 11034 | Generate Capital | Solar Photovoltaic | 41.5964 | -74.4566 | 3
2025-09 | PJM | Dakota Solar 1, LLC | 67614 | 11113 | Generate Capital | Solar Photovoltaic | 42.3927 | -89.5353 | 2
2025-09 | NYIS | Krumkill Road Solar North, LLC | 67615 | 11086 | Generate Capital | Solar Photovoltaic | 42.6663 | -73.8565 | 5
2025-09 | NYIS | Krumkill Road Solar South, LLC | 67616 | 11087 | Generate Capital | Solar Photovoltaic | 42.6663 | -73.8565 | 3.8
2025-09 | NYIS | Spencer (NY) | 67617 | 11017 | Generate Capital | Solar Photovoltaic | 42.234 | -76.3696 | 4.9
2025-09 | NYIS | Eddy | 67618 | 11054 | Generate Capital | Solar Photovoltaic | 43.2032 | -77.2069 | 2.3
2025-09 | NYIS | Janiak | 67619 | 10898 | Generate Capital | Solar Photovoltaic | 41.4096 | -74.5878 | 2
2025-09 | NYIS | Ridgeway 1 | 67620 | 11018 | Generate Capital | Solar Photovoltaic | 43.1891 | -77.7427 | 5
2025-09 | NYIS | Rivard 2 | 67621 | 11012 | Generate Capital | Solar Photovoltaic | 42.5027 | -79.2817 | 4.6
2025-09 | PJM | 9521 US 14 SOLAR 1, LLC | 67622 | 11110 | Generate Capital | Solar Photovoltaic | 42.4663 | -88.6004 | 2
2025-09 | PJM | Goodenow Road West Solar 1, LLC | 67625 | 11112 | Generate Capital | Solar Photovoltaic | 41.3883 | -87.5956 | 2
2025-09 | PJM | Trenton East | 67626 | 11060 | Generate Capital | Solar Photovoltaic | 38.5823 | -89.6912 | 2
2025-09 | PJM | Trenton West | 67627 | 11061 | Generate Capital | Solar Photovoltaic | 38.5823 | -89.7004 | 2
2025-09 | PJM | Trinity Freeport | 67628 | 11057 | Generate Capital | Solar Photovoltaic | 42.2745 | -89.5602 | 2
2025-09 | PJM | Cottage Grove North Solar 1, LLC | 67629 | 11114 | Generate Capital | Solar Photovoltaic | 41.3411 | -87.5861 | 2
2025-09 | PJM | Cottage Grove South Solar 1, LLC | 67630 | 11115 | Generate Capital | Solar Photovoltaic | 41.3412 | -87.5742 | 2
2025-09 | NYIS | County Route 11B | 67631 | 10983 | Generate Capital | Solar Photovoltaic | 44.9396 | -73.6715 | 4.9
2025-09 | NYIS | Acer | 67632 | ACER | Cypress Creek Renewables | Solar Photovoltaic | 44.7565 | -75.1604 | 4.3
2025-09 | MISO | Breezewood | 67633 | BREEZ | Cypress Creek Renewables | Solar Photovoltaic | 40.4387 | -88.9912 | 2
2025-09 | NYIS | Buck Run | 67634 | BUCKR | Cypress Creek Renewables | Solar Photovoltaic | 43.2826 | -77.9658 | 5
2025-09 | PJM | Dakota | 67635 | DAKOT | Cypress Creek Renewables | Solar Photovoltaic | 42.3892 | -89.4851 | 5
2025-09 | PJM | Galt | 67636 | GALT | Cypress Creek Renewables | Solar Photovoltaic | 41.7844 | -89.761 | 5
2025-09 | NYIS | Grass River | 67638 | GRASS | Cypress Creek Renewables | Solar Photovoltaic | 44.6234 | -75.2034 | 4.1
2025-09 | NYIS | Meltwater | 67640 | MELTW | Cypress Creek Renewables | Solar Photovoltaic | 43.0683 | -75.9474 | 5
2025-09 | NYIS | Niagara (NY) | 67641 | NIAGA | Cypress Creek Renewables | Solar Photovoltaic | 43.2959 | -78.8259 | 4.2
2025-09 | MISO | Skyline | 67642 | SKYLN | Cypress Creek Renewables | Solar Photovoltaic | 39.5637 | -89.27 | 5
2025-09 | PJM | Walldog | 67646 | WALLD | Cypress Creek Renewables | Solar Photovoltaic | 40.9135 | -88.6429 | 5
2025-09 | CISO | Rio Vista Solar | 67648 | 30200 | Rio Vista Executive Boat & RV Storage, LLC | Solar Photovoltaic | 38.1649 | -121.6847 | 2.7
2025-09 | PJM | MD JESSUP 7950 OCEANO AVE | 67670 | 22337 | PFMD LL Jessup LLC | Solar Photovoltaic | 39.1575 | -76.7873 | 1.5
2025-09 | PJM | MD BALTIMORE 4851 HOLABIRD AVE | 67671 | 21376 | PFMD LL Baltimore LLC | Solar Photovoltaic | 39.2695 | -76.5535 | 1.8
2025-09 | PJM | Northumberland Solar | 67675 | ENX33 | Northumberland Solar, LLC | Solar Photovoltaic | 40.9872 | -76.834 | 65
2025-09 | NYIS | NY FONDA 182 BOSHART RD - Montgomery 1 | 67679 | 21601 | NY CDG Montgomery 1 LLC | Solar Photovoltaic | 42.9655 | -74.3795 | 5
2025-09 | CISO | Kola Energy Center | 67680 | KOLA | Kola Energy Storage, LLC | Batteries | 37.7098 | -121.5553 | 275
2025-09 | CISO | Kola Energy Center | 67680 | KOLA2 | Kola Energy Storage, LLC | Batteries | 37.7098 | -121.5553 | 125
2025-09 | PJM | Lawrence Solar 1 LLC | 67681 | LAWS1 | SunVest Solar LLC | Solar Photovoltaic | 42.4802 | -88.5992 | 2
2025-09 | PJM | Lawrence Solar 2 LLC | 67682 | LAWS2 | SunVest Solar LLC | Solar Photovoltaic | 42.4802 | -88.5992 | 2
2025-09 | PJM | SV CSG Plato Solar 1 LLC | 67683 | PLATO | SunVest Solar LLC | Solar Photovoltaic | 42.0393 | -88.4231 | 4.3
2025-09 | MISO | Schmidt CSG 1 | 67685 | SHMT2 | SunVest Solar LLC | Solar Photovoltaic | 38.4876 | -89.9516 | 2
2025-09 | PJM | SV CSG German Valley 1 LLC | 67687 | GEVA1 | SunVest Solar LLC | Solar Photovoltaic | 42.2152 | -89.4811 | 2
2025-09 | MISO | SV CSG Wagner A LLC | 67688 | WAGNA | SunVest Solar LLC | Solar Photovoltaic | 38.1613 | -89.7029 | 2
2025-09 | MISO | SV CSG Wagner B LLC | 67689 | WAGNB | SunVest Solar LLC | Solar Photovoltaic | 38.1774 | -89.8539 | 2
2025-09 | PJM | Oaks Landfill CS 2 | 67690 | 884 | Greenbacker Renewable Energy Corporation | Solar Photovoltaic | 39.1937 | -77.1187 | 2
2025-09 | NYIS | Tubolino CSG | 67693 | TUBOL | AES Clean Energy | Solar Photovoltaic | 43.8037 | -76.03 | 5
2025-09 | PJM | Capon Bridge Solar LLC | 67694 | CPS01 | Capon Bridge Solar LLC | Solar Photovoltaic | 39.2872 | -78.642 | 20
2025-09 | CISO | Holtville | 67695 | 823 | Greenbacker Renewable Energy Corporation | Batteries | 32.8134 | -115.3887 | 30
2025-09 | MISO | Twin Lakes Solar LLC | 67696 | TWNLK | Twin Lakes Solar LLC | Solar Photovoltaic | 40.7154 | -86.7758 | 150
2025-09 | SWPP | Osage City Solar | 67699 | OSAGE | Evergy Kansas Central, Inc | Solar Photovoltaic | 38.6512 | -95.8281 | 1.8
2025-09 | ERCO | Peyton Creek Wind Farm II | 67700 | WT2 | RWE Clean Energy | Onshore Wind Turbine | 28.8968 | -95.8652 | 243
2025-09 | MISO | Creston School Customer Hosted Solar | 67702 | PV1 | Interstate Power and Light Co | Solar Photovoltaic | 41.0732 | -94.3742 | 1.4
2025-09 | MISO | Rock County Customer Hosted Solar | 67704 | PV1 | Wisconsin Power & Light Co | Solar Photovoltaic | 42.7232 | -89.0227 | 1.4
2025-09 | MISO | Janesville Community Solar | 67705 | PV1 | Wisconsin Power & Light Co | Solar Photovoltaic | 42.7237 | -89.0227 | 2.3
2025-09 | PJM | Spring Lane | 67706 | GEN1 | MN8 Energy LLC | Solar Photovoltaic | 40.1834 | -79.3196 | 13.8
2025-09 | PJM | CUA West Campus - South (CSG) | 67707 | CUAWS | Standard Solar | Solar Photovoltaic | 38.9353 | -77.0025 | 2.8
2025-09 | PJM | EDF Saucon Valley | 67708 | EDFSV | Standard Solar | Solar Photovoltaic | 40.5818 | -75.3573 | 2.6
2025-09 | PJM | CUA West Campus - North (CSG) | 67709 | CUAWN | Standard Solar | Solar Photovoltaic | 38.9353 | -77.0025 | 3
2025-09 | PJM | IL Rochelle 975 S. Caron Rd | 67714 | 19578 | Catalyze Rochelle Wiscold Drive Microgrid, LLC | Solar Photovoltaic | 41.9097 | -89.0443 | 1.5
2025-09 | PJM | Whiskey Acres | 67720 | PV1 | Solar DG IL 4, LLC | Solar Photovoltaic | 41.877 | -88.733 | 2
2025-09 | ERCO | Al Pastor Battery Storage Plant | 67721 | ALPTR | Al Pastor BESS LLC | Batteries | 32.7171 | -101.9378 | 100.3
2025-09 | SWPP | WPWP | 67722 | WPWP | Wild Plains Wind Project, LLC | Onshore Wind Turbine | 37.2839 | -97.2151 | 307.2
2025-09 | MISO | Antigo-Forrest Street Solar Project | 67724 | 20243 | Wisconsin Public Service Corp | Solar Photovoltaic | 45.1239 | -89.1754 | 6
2025-09 | MISO | Auburn Solar WI, LLC | 67725 | 20245 | Wisconsin Electric Power Co | Solar Photovoltaic | 43.5993 | -88.2387 | 5
2025-09 | MISO | Bonduel Solar WI, LLC | 67726 | 20233 | Wisconsin Electric Power Co | Solar Photovoltaic | 44.731 | -88.3743 | 7.5
2025-09 | MISO | Caledonia Solar WI, LLC | 67727 | 20241 | Wisconsin Electric Power Co | Solar Photovoltaic | 42.7977 | -87.9651 | 6
2025-09 | MISO | Hackbarth Solar WI, LLC | 67728 | 20244 | Wisconsin Electric Power Co | Solar Photovoltaic | 42.8877 | -88.8772 | 5
2025-09 | MISO | Jackson Solar WI, LLC | 67729 | 20234 | Wisconsin Electric Power Co | Solar Photovoltaic | 43.3099 | -88.0915 | 7.5
2025-09 | MISO | LaFayette Solar WI, LLC | 67730 | 20246 | Wisconsin Electric Power Co | Solar Photovoltaic | 42.7021 | -88.5331 | 6
2025-09 | MISO | Raymond Solar WI, LLC | 67731 | 20242 | Wisconsin Electric Power Co | Solar Photovoltaic | 42.7626 | -88.0579 | 6
2025-09 | MISO | Silver Lake Solar WI, LLC | 67732 | 20232 | Wisconsin Electric Power Co | Solar Photovoltaic | 42.5749 | -88.1896 | 7.5
2025-09 | MISO | Spring Prairie Solar WI, LLC | 67733 | 20231 | Wisconsin Electric Power Co | Solar Photovoltaic | 42.6784 | -88.3392 | 7.5
2025-09 | CISO | Silver State South Storage | 67734 | SSSB | Silver State South Storage, LLC | Batteries | 35.6331 | -115.3442 | 200
2025-09 | MISO | Sebree Solar, LLC | 67735 | 4516 | Sebree Solar, LLC | Solar Photovoltaic | 37.693 | -87.549 | 250
2025-09 | CISO | Silver Peak | 67736 | SP1 | Silver Peak Solar, LLC | Batteries | 35.8311 | -114.9924 | 60
2025-09 | CISO | Silver Peak | 67736 | SP2 | Silver Peak Solar, LLC | Batteries | 35.8311 | -114.9924 | 109
2025-09 | CISO | Silver Peak | 67736 | SP3 | Silver Peak Solar, LLC | Batteries | 35.8311 | -114.9924 | 110
2025-09 | ERCO | SMT Ironman Battery Storage Plant | 67737 | SMTIR | SMT Ironman BESS LLC | Batteries | 29.4557 | -95.31 | 304
2025-09 | ERCO | Citadel Battery Storage Plant | 67738 | CITDL | Citadel BESS LLC | Batteries | 29.874 | -95.0182 | 204
2025-09 | ERCO | Wigeon Whistle Battery Storage Plant | 67739 | WIDWH | Wigeon Whistle BESS LLC | Batteries | 33.0304 | -96.3572 | 120
2025-09 | ERCO | Anole Energy Storage | 67740 | AES | Anole Energy Storage, LLC | Batteries | 32.5521 | -96.5399 | 240
2025-09 | CISO | Bishop Ranch BR 1-X | 67743 | 4057B | Bollinger Canyon Road BR 1-X Solar Project 2020 | Batteries | 37.7598 | -121.956 | 0.5
2025-09 | CISO | Bishop Ranch BR 1-X | 67743 | 4057C | Bollinger Canyon Road BR 1-X Solar Project 2020 | Solar Photovoltaic | 37.7598 | -121.956 | 0.6
2025-09 | CISO | Bishop Ranch BR 1-X | 67743 | 4057R | Bollinger Canyon Road BR 1-X Solar Project 2020 | Solar Photovoltaic | 37.7598 | -121.956 | 0.3
2025-09 | ISNE | Dynamic Energy CT STAG | 67744 | P5876 | Milford Pepes Farm Road Solar LLC | Solar Photovoltaic | 41.2294 | -73.0235 | 1.5
2025-09 | NYIS | White Plains RFP Shapham Place | 67745 | 4075 | Shapham Place Solar Project 2020 LLC | Solar Photovoltaic | 41.0215 | -73.7589 | 1.2
2025-09 | NYIS | White Plains RFP Shapham Place | 67745 | 4075B | Shapham Place Solar Project 2020 LLC | Batteries | 41.0215 | -73.7589 | 5
2025-09 | CISO | Highway 43 1887-WD | 67746 | HWY43 | Standard Solar | Solar Photovoltaic | 35.5281 | -119.311 | 2.3
2025-09 | CISO | Nachtigall 1836-WD | 67747 | NACHT | Standard Solar | Solar Photovoltaic | 35.6087 | -119.3258 | 4.6
2025-09 | CISO | Terry 1818-WD | 67748 | TERRY | Standard Solar | Solar Photovoltaic | 35.6078 | -119.3288 | 4.6
2025-09 | CISO | Kern Sunset 1886-WD | 67750 | WEEDP | Standard Solar | Solar Photovoltaic | 35.2207 | -118.9089 | 2.4
2025-09 | PJM | DG Harlem Solar | 67751 | HM701 | DG Harlem, LLC | Solar Photovoltaic | 42.1729 | -89.4134 | 2
2025-09 | ERCO | Fort Duncan BESS | 67752 | FTDUN | Fort Duncan BESS, LLC | Batteries | 28.6995 | -100.4035 | 102.6
2025-09 | PJM | Plote Somonauk | 67753 | PV1 | Solar DG IL 2, LLC | Solar Photovoltaic | 41.674 | -88.682 | 2
2025-09 | MISO | Polaris Solar Park | 67757 | PLRSP | DTE Electric Company | Solar Photovoltaic | 43.2075 | -84.5291 | 100
2025-09 | MISO | Slocum Energy Storage | 67758 | SLOES | DTE Electric Company | Batteries | 42.123 | -83.1874 | 14
2025-09 | PJM | All World Solar Facility | 67760 | AWM | All World Machinery Supply, Inc. | Solar Photovoltaic | 42.462 | -88.9988 | 1.5
2025-09 | ERCO | Stampede Solar Hybrid | 67762 | STMPB | Stampede Solar Project LLC | Batteries | 33.2013 | -95.3192 | 72.2
2025-09 | ERCO | Hart Wind | 67763 | 5932 | Hart Wind Project, LLC | Onshore Wind Turbine | 34.3785 | -102.0537 | 166.4
2025-09 | CISO | Rosamond South 1 | 67764 | RBESS | Golden Fields Solar IV, LLC | Batteries | 34.8425 | -118.3785 | 117
2025-09 | CISO | Rosamond South 1 | 67764 | RS1 | Golden Fields Solar IV, LLC | Solar Photovoltaic | 34.8425 | -118.3785 | 140
2025-09 | ISNE | Valley Sun Solar | 67771 | PV1 | Valley Sun Solar LLC | Solar Photovoltaic | 47.31 | -68.164 | 3.1
2025-09 | MISO | Hickory Solar | 67786 | GEN01 | Hickory Solar LLC | Solar Photovoltaic | 39.1331 | -90.366 | 110
2025-09 | MISO | Abel Solar | 67790 | PV1 | SoCore Energy LLC | Solar Photovoltaic | 41.793 | -90.032 | 2
2025-09 | SWPP | ABIA Parking Structure | 67791 | PV1 | SoCore Energy LLC | Solar Photovoltaic | 30.2047 | -97.6686 | 1.8
2025-09 | MISO | Bunker Hill Solar | 67792 | PV1 | SoCore Energy LLC | Solar Photovoltaic | 41.773 | -89.864 | 2
2025-09 | CISO | Open Sky Ranch Inc | 67793 | OPSKY | Bravo REC Management LLC | Solar Photovoltaic | 36.4605 | -120.0305 | 1.7
2025-09 | CISO | City of Atwater NEM | 67794 | PV1 | SoCore Energy LLC | Solar Photovoltaic | 37.274 | -120.629 | 1.5
2025-09 | MISO | DPC Madison | 67795 | PV1 | SoCore Energy LLC | Solar Photovoltaic | 43.2745 | -91.9393 | 1.5
2025-09 | MISO | DPC York | 67796 | PV1 | SoCore Energy LLC | Solar Photovoltaic | 41.9937 | -90.1108 | 1.5
2025-09 | PJM | FedEx Hagerstown | 67801 | PV1 | SoCore Energy LLC | Solar Photovoltaic | 39.6385 | -77.7923 | 1.8
2025-09 | ISNE | French Road Solar | 67802 | PV1 | SoCore Energy LLC | Solar Photovoltaic | 46.637 | -68.393 | 2.5
2025-09 | MISO | GRE Cambridge Solar | 67803 | PV1 | SoCore Energy LLC | Solar Photovoltaic | 45.5885 | -93.1826 | 2
2025-09 | PJM | Harmony Solar Project | 67804 | PV1 | SoCore Energy LLC | Solar Photovoltaic | 42.366 | -89.78 | 2
2025-09 | MISO | Illinois PV Knox 1B | 67805 | PV1 | SoCore Energy LLC | Solar Photovoltaic | 40.766 | -90.008 | 2
2025-09 | MISO | Macomb 2A | 67806 | PV1 | SoCore Energy LLC | Solar Photovoltaic | 40.454 | -90.688 | 2
2025-09 | ISNE | Madawaska Solar | 67807 | PV1 | SoCore Energy LLC | Solar Photovoltaic | 47.343 | -68.239 | 4
2025-09 | PJM | NJ Airport Solar Project A | 67808 | PV1 | SoCore Energy LLC | Solar Photovoltaic | 40.684 | -74.191 | 1
2025-09 | PJM | NJ Airport Solar Project B | 67809 | PV1 | SoCore Energy LLC | Solar Photovoltaic | 40.684 | -74.191 | 1
2025-09 | PJM | NJ Airport Solar Project C | 67810 | PV1 | SoCore Energy LLC | Solar Photovoltaic | 40.684 | -74.191 | 1
2025-09 | PJM | NJ Airport Solar Project D | 67811 | PV1 | SoCore Energy LLC | Solar Photovoltaic | 40.684 | -74.191 | 1
2025-09 | MISO | Rockford Plant | 67812 | PV1 | SoCore Energy LLC | Solar Photovoltaic | 42.232 | -89.027 | 2
2025-09 | MISO | Round Grove 1 | 67813 | PV1 | SoCore Energy LLC | Solar Photovoltaic | 41.759 | -89.864 | 2
2025-09 | MISO | Round Grove 2 | 67814 | PV1 | SoCore Energy LLC | Solar Photovoltaic | 41.76 | -89.867 | 2
2025-09 | MISO | Fond du Lac Community Solar | 67815 | PV1 | SoCore Energy LLC | Solar Photovoltaic | 43.734 | -88.473 | 1
2025-09 | MISO | Illinois PV Knox 1A | 67816 | PV1 | SoCore Energy LLC | Solar Photovoltaic | 40.769 | -90.008 | 2
2025-09 | CISO | Corcoran Irrigation District Floating So | 67818 | CIDFL | Solar Powered Ag, LLC | Solar Photovoltaic | 36.1383 | -119.5643 | 3.1
2025-09 | CISO | Dixie Creek Dairy Solar | 67820 | DXCRK | Bravo REC Management LLC | Solar Photovoltaic | 36.2991 | -119.5002 | 2.9
2025-09 | PJM | Unity Solar Project (IL) | 67822 | PV1 | SoCore Energy LLC | Solar Photovoltaic | 42.369 | -89.78 | 2
2025-09 | ISNE | Caribou Solar | 67826 | PV1 | SoCore Energy LLC | Solar Photovoltaic | 46.8196 | -67.9921 | 5
2025-09 | CISO | Mordor ES1 | 67828 | MES1 | Mordor ES1 LLC | Batteries | 36.0085 | -117.8141 | 25
2025-09 | CISO | Mordor ES2 | 67829 | MES2 | Mordor ES2 LLC | Batteries | 36.0088 | -117.8148 | 20
2025-09 | ISNE | Jericho Gravel Solar Farm | 67830 | PV1 | SoCore Energy LLC | Solar Photovoltaic | 44.479 | -72.96 | 2
2025-09 | ISNE | Jericho Landfill Solar Farm | 67831 | PV1 | SoCore Energy LLC | Solar Photovoltaic | 44.4485 | -72.9774 | 2
2025-09 | MISO | Yorktown 1 Solar | 67832 | PV1 | SoCore Energy LLC | Solar Photovoltaic | 41.768 | -89.862 | 2
2025-09 | MISO | Yorktown 2 Solar | 67833 | PV1 | SoCore Energy LLC | Solar Photovoltaic | 41.768 | -89.859 | 2
2025-09 | CISO | Costa View Farms | 67835 | 64544 | 127 CVF, LLC | Solar Photovoltaic | 36.99 | -120.308 | 5
2025-09 | ISNE | ME Fort Fairfield Solar Plant | 67842 | 22085 | ME Fort Fairfield LLC | Solar Photovoltaic | 46.6945 | -67.9695 | 2.8
2025-09 | ERCO | Farmersville West | 67843 | FARM | SBESS TX7 LLC | Batteries | 33.158 | -96.402 | 9.9
2025-09 | ERCO | Junction BESS | 67845 | JUTX5 | SBESS TX5 LLC | Batteries | 30.5165 | -99.7676 | 9.9
2025-09 | PJM | Rivanna Solar | 67846 | RIVA | Rivanna Solar LLC | Solar Photovoltaic | 37.966 | -78.4 | 13.3
2025-09 | ISNE | Moscow | 67847 | 703 | Greenbacker Renewable Energy Corporation | Onshore Wind Turbine | 45.1466 | -69.8681 | 58.8
2025-09 | CISO | Luna Valley | 67848 | LVPV | Luna Valley Solar I, LLC | Solar Photovoltaic | 36.5924 | -120.4031 | 200
2025-09 | ERCO | BT Signal Ranch | 67849 | BTS | BT Signal Ranch, LLC | Solar Photovoltaic | 32.986 | -96.086 | 50
2025-09 | PJM | Montague Energy Storage | 67851 | MONT1 | VESI 34 LLC | Batteries | 41.2785 | -74.7983 | 20
2025-09 | MISO | Hardy Hills Solar Energy LLC | 67852 | HHSPV | Hardy Hills Solar LLC | Solar Photovoltaic | 40.3428 | -86.502 | 195
2025-09 | CISO | Delta Electronics Fremont | 67853 | PV1 | Delta Electronics (Americas) Ltd | Solar Photovoltaic | 37.4896 | -121.949 | 0.6
2025-09 | CISO | Delta Electronics Fremont | 67853 | PV4 | Delta Electronics (Americas) Ltd | Solar Photovoltaic | 37.4896 | -121.949 | 0.4
2025-09 | MISO | NLMU Diesel | 67856 | 1157 | New London Municipal Utilities | Petroleum Liquids | 40.9292 | -91.3902 | 2
2025-09 | MISO | NLMU Diesel | 67856 | 1158 | New London Municipal Utilities | Petroleum Liquids | 40.9292 | -91.3902 | 2
2025-09 | MISO | NLMU Diesel | 67856 | 1159 | New London Municipal Utilities | Petroleum Liquids | 40.9292 | -91.3902 | 2
2025-09 | MISO | NLMU Diesel | 67856 | 826 | New London Municipal Utilities | Petroleum Liquids | 40.9292 | -91.3902 | 2
2025-09 | CISO | Foster Clean Power B | 67859 | BESSB | Foster Clean Power B LLC | Batteries | 40.8823 | -124.1012 | 1.2
2025-09 | CISO | Foster Clean Power B | 67859 | FOSTB | Foster Clean Power B LLC | Solar Photovoltaic | 40.8823 | -124.1012 | 4
2025-09 | ERCO | GFTX BESS | 67860 | GFTX | Giga Texas Energy LLC | Batteries | 30.2283 | -97.6188 | 125
2025-09 | ERCO | Connolly BESS | 67861 | CNLY | BT Connolly Storage, LLC | Batteries | 33.2107 | -97.419 | 125
2025-09 | CISO | TWC | 67863 | TWC | Bravo REC Management LLC | Solar Photovoltaic | 36.1228 | -119.4477 | 1.2
2025-09 | ISNE | Ellington - 277 Sadds Mill | 67865 | 10634 | Onyx Asset Services Group | Solar Photovoltaic | 41.9365 | -72.5027 | 2
2025-09 | CISO | Paso Robles - Municipal Airport | 67866 | 10221 | Onyx Asset Services Group | Solar Photovoltaic | 35.6794 | -120.6359 | 3
2025-09 | ERCO | Liberty Hybrid Solar and Storage Project | 67867 | LIB1 | Liberty 1 Solar LLC | Solar Photovoltaic | 30.0097 | -95.0408 | 67.2
2025-09 | CISO | Harris Farms Solar Facility | 67868 | HF1 | Harris Farms Inc | Solar Photovoltaic | 36.2532 | -120.2293 | 1.3
2025-09 | NYIS | Arthur Kill Energy, LLC | 67880 | ND009 | NineDot Holdings, LLC | Batteries | 40.5563 | -74.2118 | 5
2025-09 | NYIS | Empire Clean Energy, LLC | 67882 | ND007 | NineDot Holdings, LLC | Batteries | 40.5553 | -74.2149 | 5
2025-09 | NYIS | Empire Clean Energy, LLC | 67882 | ND008 | NineDot Holdings, LLC | Batteries | 40.5553 | -74.2149 | 5
2025-09 | NYIS | Gabby Giffords Clean Energy, LLC | 67883 | ND003 | NineDot Holdings, LLC | Batteries | 40.5526 | -74.1509 | 5
2025-09 | NYIS | Gabby Giffords Clean Energy, LLC | 67883 | ND004 | NineDot Holdings, LLC | Batteries | 40.5526 | -74.1509 | 3
2025-09 | NYIS | Gunther | 67886 | ND001 | NineDot Holdings, LLC | Batteries | 40.8645 | -73.836 | 1.5
2025-09 | NYIS | Gunther | 67886 | ND002 | NineDot Holdings, LLC | Batteries | 40.8645 | -73.836 | 1.5
2025-09 | MISO | Dunns Bridge II Solar | 67893 | DB2BS | Dunns Bridge II Solar and Storage Generation LLC | Batteries | 41.2221 | -86.9465 | 56.3
2025-09 | MISO | Dunns Bridge II Solar | 67893 | DB2PV | Dunns Bridge II Solar and Storage Generation LLC | Solar Photovoltaic | 41.2221 | -86.9465 | 435
2025-09 | PJM | PNY BESS LLC | 67899 | GEN5 | Citizens Enterprises Corporation | Batteries | 39.8902 | -75.1855 | 6.2
2025-09 | ISNE | BWC Jimmie Pond | 67902 | HAMPD | Navisun LLC | Solar Photovoltaic | 44.7509 | -68.8446 | 5
2025-09 | ISNE | ISM Solar Shepherd Acres | 67903 | SHEPH | Navisun LLC | Solar Photovoltaic | 44.2836 | -70.5259 | 4
2025-09 | ISNE | Southwick Solar, LLC Community Solar | 67904 | SOUTH | Navisun LLC | Solar Photovoltaic | 42.0672 | -72.7459 | 4.7
2025-09 | MISO | Strix Solar | 67907 | 1 | Madison Gas & Electric Co | Solar Photovoltaic | 42.9716 | -89.3946 | 6
2025-09 | NYIS | Richmond (NY) | 67908 | RICH1 | Solar Planet Power | Solar Photovoltaic | 42.7929 | -77.5268 | 5
2025-09 | MISO | Sherco Solar I | 67909 | SHS01 | Northern States Power Co - Minnesota | Solar Photovoltaic | 45.4072 | -93.9365 | 222.9
2025-09 | PJM | Timbermill Wind, LLC | 67910 | TIMBY | Timbermill Wind | Onshore Wind Turbine | 36.1519 | -76.601 | 189
2025-09 | NYIS | Catskill Solar | 67911 | CATSK | Catskill View Solar, LLC | Solar Photovoltaic | 42.27 | -73.748 | 5
2025-09 | NYIS | Claverack Creek Solar | 67912 | CLAVE | Claverack Creek Solar, LLC | Solar Photovoltaic | 42.271 | -73.75 | 5
2025-09 | CISO | Wonderful Orchards - West Valley | 67913 | WOWV | Wonderful Renewable Energy, LLC. | Solar Photovoltaic | 35.6582 | -119.973 | 3
2025-09 | MISO | Crossett Solar | 67915 | CROSS | Cubico USA, LLC | Solar Photovoltaic | 33.0961 | -91.9479 | 100
2025-09 | ISNE | Augusta Road Bowdoin Solar, LLC | 67920 | AUGUS | REA Investments, LLC | Solar Photovoltaic | 44.0122 | -69.9496 | 3.8
2025-09 | ISNE | Canton GLC Solar, LLC | 67921 | CANTN | REA Investments, LLC | Solar Photovoltaic | 44.443 | -70.32 | 3
2025-09 | ISNE | Church Hill Road Augusta Solar, LLC | 67922 | CHURC | REA Investments, LLC | Solar Photovoltaic | 44.3707 | -69.7038 | 3.8
2025-09 | ISNE | Houlton Road Solar Farm (CSG) | 67923 | HOLTN | REA Investments, LLC | Solar Photovoltaic | 46.7564 | -67.8687 | 2
2025-09 | ISNE | Plympton Lake Street Solar | 67924 | LK ST | REA Investments, LLC | Solar Photovoltaic | 41.9992 | -70.8002 | 2.4
2025-09 | ISNE | Mariaville Road Elsworth Solar, LLC | 67925 | MARIA | REA Investments, LLC | Solar Photovoltaic | 44.5839 | -68.4496 | 1.6
2025-09 | ISNE | Plympton Main Street Solar, LLC | 67926 | MN ST | REA Investments, LLC | Solar Photovoltaic | 41.9729 | -70.805 | 5
2025-09 | ISNE | Market Street Gardiner Solar, LLC | 67927 | MKTST | REA Investments, LLC | Solar Photovoltaic | 44.1823 | -69.819 | 3.3
2025-09 | ISNE | North Nobleboro Road, LLC | 67928 | N NOB | REA Investments, LLC | Solar Photovoltaic | 44.1307 | -69.4292 | 2.5
2025-09 | ISNE | Nutting Ridge Solar, LLC | 67929 | NNTRG | REA Investments, LLC | Solar Photovoltaic | 44.0708 | -70.5429 | 4
2025-09 | CISO | Daggett 1 | 67931 | DAG1 | Daggett Solar Power 1 LLC | Batteries | 34.8609 | -116.8553 | 113.5
2025-09 | NYIS | Bodhi Solar | 67932 | BODHI | Bodhi Solar, LLC | Solar Photovoltaic | 43.012 | -77.874 | 5
2025-09 | PJM | Halifax CSG LLC | 67933 | HALIF | Dimension Energy LLC | Solar Photovoltaic | 36.6793 | -78.9392 | 3.1
2025-09 | PJM | Clearview Solar 1 | 67935 | CLV1 | Clearview Solar I, LLC | Solar Photovoltaic | 40.2692 | -83.9841 | 144
2025-09 | ISNE | Perkins Road Belfast Solar, LLC | 67938 | PERK | REA Investments, LLC | Solar Photovoltaic | 44.4002 | -68.9924 | 4.8
2025-09 | ISNE | Route 3 China Solar, LLC | 67939 | RT3 | REA Investments, LLC | Solar Photovoltaic | 44.4094 | -69.5313 | 4.5
2025-09 | MISO | Pine River Solar Park | 67941 | PNRSP | DTE Electric Company | Solar Photovoltaic | 43.4312 | -84.6836 | 80
2025-09 | MISO | Sauk Solar Park | 67942 | SAUSP | DTE Electric Company | Solar Photovoltaic | 42.062 | -85.103 | 150
2025-09 | MISO | Sherburne Solar Holdings, LLC | 67943 | SHBUN | REA Investments, LLC | Solar Photovoltaic | 45.5433 | -93.5936 | 3
2025-09 | ISNE | Sheridan Road Solar Farm | 67944 | SHDAN | REA Investments, LLC | Solar Photovoltaic | 46.644 | -68.4079 | 3
2025-09 | ISNE | Skyway Avenue Solar Farm | 67946 | SKYWY | REA Investments, LLC | Solar Photovoltaic | 47.3103 | -68.3772 | 2.5
2025-09 | ISNE | Ward Solar 1, LLC | 67947 | WARD | REA Investments, LLC | Solar Photovoltaic | 41.8878 | -70.7462 | 2
2025-09 | SWPP | Hampton Substation Energy Storage | 67948 | MP1 | Corn Belt Power Coop | Batteries | 42.6872 | -93.2321 | 1.8
2025-09 | MISO | DSI Julie Solar | 67958 | DSIJ | DSI Julie Solar LLC | Solar Photovoltaic | 45.4672 | -94.3961 | 1
2025-09 | MISO | Crossover Wind | 67959 | CWCP | Crossover Wind, LLC | Onshore Wind Turbine | 35.246 | -90.7465 | 144
2025-09 | PJM | Dans Mountain | 67962 | DMTN | Dans Mountain Wind Force, LLC | Onshore Wind Turbine | 39.6 | -78.8907 | 54.9
2025-09 | ERCO | Tynan | 67963 | TYNNB | HEN Infrastructure, L.L.C. | Batteries | 28.184 | -97.7729 | 9.9
2025-09 | PJM | Toledo Air National Guard | 67967 | 180FW | 180th Fighter Wing | Solar Photovoltaic | 41.5864 | -83.7878 | 1.5
2025-09 | ERCO | Burksol Energy Storage | 67968 | BES | Burksol, LLC | Batteries | 33.7815 | -100.8775 | 100
2025-09 | MISO | Eldorado Solar I | 67972 | ELD15 | Sol Systems | Solar Photovoltaic | 37.8526 | -88.4491 | 150
2025-09 | NYIS | AES Laubacher Solar CSG | 67974 | LAUBA | AES Clean Energy | Solar Photovoltaic | 43.2272 | -78.229 | 2.5
2025-09 | NYIS | AES Baird Solar CSG | 67975 | BAIRD | AES Clean Energy | Solar Photovoltaic | 43.2012 | -78.1945 | 4.5
2025-09 | NYIS | NY Breesport 625 Breesport Rd | 68003 | 18205 | Catalyze Breesport Road Microgrid, LLC | Solar Photovoltaic | 42.1739 | -76.7381 | 3.5
2025-09 | NYIS | Ontario 2 CDG | 68004 | 21108 | NY CDG Ontario 2, LLC | Solar Photovoltaic | 42.9646 | -77.1113 | 5
2025-09 | CISO | Caballero | 68012 | CAB11 | Caballero CA Storage LLC | Batteries | 35.0064 | -120.4537 | 99.7
2025-09 | ISNE | Amazon BDL4 | 68013 | BDL4 | Telyon AMZ Windsor LLC | Solar Photovoltaic | 41.9038 | -72.6581 | 3.9
2025-09 | CISO | Hollister Wastewater Facility | 68016 | HOLWF | Perpetual Energy Systems | Solar Photovoltaic | 36.8572 | -121.4459 | 1
2025-09 | NYIS | Independence East | 68020 | IE | AETS OpCo Holdings LLC | Solar Photovoltaic | 42.0733 | -77.7978 | 5
2025-09 | CISO | Lemoore West | 68027 | LEW1 | Leprino Foods | Solar Photovoltaic | 36.3002 | -119.8214 | 7.9
2025-09 | ISNE | Dairy Farm | 68042 | 378 | Greenbacker Renewable Energy Corporation | Solar Photovoltaic | 44.8374 | -69.8839 | 4
2025-09 | MISO | Lake Wilson Solar | 68046 | 30801 | Lake Wilson Solar, LLC | Solar Photovoltaic | 43.9804 | -95.9549 | 1
2025-09 | MISO | Lake Lilian Solar | 68047 | 30796 | Lake Lilian Solar, LLC | Solar Photovoltaic | 44.9368 | -94.8919 | 1
2025-09 | MISO | Morris Solar | 68048 | MORRI | AES Clean Energy | Solar Photovoltaic | 40.1514 | -92.5993 | 250
2025-09 | MISO | Marion Solar 4b LLC | 68049 | MS4B | Pivot Energy | Solar Photovoltaic | 38.6246 | -89.1144 | 2
2025-09 | MISO | Putnam Solar 1 | 68050 | PUT1 | Pivot Energy | Solar Photovoltaic | 41.2578 | -89.2118 | 2
2025-09 | MISO | Putnam Solar 1B | 68051 | PUT1B | Pivot Energy | Solar Photovoltaic | 41.2578 | -89.2127 | 2
2025-09 | MISO | Wolf Run Solar | 68056 | GEN01 | Wolf Run Solar LLC | Solar Photovoltaic | 39.7923 | -90.3593 | 140
2025-09 | MISO | Kankakee Solar 1 | 68059 | KANK1 | Pivot Energy | Solar Photovoltaic | 41.2151 | -87.9198 | 2
2025-09 | PJM | VA- US Foods- Manassas | 68063 | USM | EDPRNA DG VA Manassas LLC | Solar Photovoltaic | 38.786 | -77.5548 | 2
2025-09 | CISO | CA- US Foods- Livermore | 68064 | LBA | EDPRNA DG CA Livermore LLC | Batteries | 37.7116 | -121.7085 | 1.2
2025-09 | CISO | CA- US Foods- Livermore | 68064 | USFL | EDPRNA DG CA Livermore LLC | Solar Photovoltaic | 37.7116 | -121.7085 | 1.2
2025-09 | MISO | Poet Bioprocessing Emmetsburg | 68066 | 1 | Poet Bioprocessing Emmetsburg | Natural Gas Steam Turbine | 43.0916 | -94.6431 | 3.5
2025-09 | NYIS | Niagara Solar Project | 68067 | NIAGA | DG Niagara, LLC | Solar Photovoltaic | 43.208 | -78.904 | 5
2025-09 | ISNE | Old Frontier Solar III | 68069 | 16501 | Old Frontier Solar III PV, LLC | Solar Photovoltaic | 42.494 | -72.6225 | 2
2025-09 | ISNE | Old Frontier Solar III | 68069 | 16502 | Old Frontier Solar III PV, LLC | Batteries | 42.494 | -72.6225 | 2
2025-09 | NYIS | Independence Road (CSG) | 68091 | IR | AETS OpCo Holdings LLC | Solar Photovoltaic | 42.0891 | -77.8227 | 5
2025-09 | NYIS | Ruhlmann A (CSG) | 68092 | RA | AETS OpCo Holdings LLC | Solar Photovoltaic | 43.1519 | -78.7025 | 5
2025-09 | NYIS | Ticon Solar | 68115 | TICON | Ticon Solar, LLC | Solar Photovoltaic | 43.868 | -73.44 | 5
2025-09 | ISNE | Benz Solar 1 | 68116 | BENZ1 | Ecos Energy LLC | Solar Photovoltaic | 41.3426 | -73.0615 | 1
2025-09 | ISNE | Benz Solar 2 | 68117 | BENZ2 | Ecos Energy LLC | Solar Photovoltaic | 41.3436 | -73.0608 | 1
2025-09 | PJM | Des Plaines 7-SLCHI819 | 68131 | CH819 | Prologis Logistics Services Incorporated | Solar Photovoltaic | 42.0182 | -87.9296 | 1.4
2025-09 | PJM | Franklin Park 3-SLCHI803 | 68136 | CH803 | Prologis Logistics Services Incorporated | Solar Photovoltaic | 41.9473 | -87.8609 | 1.2
2025-09 | ERCO | Angelo Solar | 68145 | ANGSO | Angelo Solar, LLC | Solar Photovoltaic | 31.51 | -100.58 | 195
2025-09 | ERCO | Angelo Storage | 68146 | ANGBA | Angelo Storage, LLC | Batteries | 31.5136 | -100.5836 | 100
2025-09 | MISO | Coffeen Solar BESS | 68147 | 1 | Vistra Corp | Solar Photovoltaic | 39.069 | -89.3934 | 44.2
2025-09 | MISO | Coffeen Solar BESS | 68147 | 2 | Vistra Corp | Batteries | 39.069 | -89.3934 | 2
2025-09 | MISO | Baldwin Solar BESS | 68148 | 1 | Vistra Corp | Solar Photovoltaic | 38.2035 | -89.8539 | 68.4
2025-09 | MISO | Baldwin Solar BESS | 68148 | 2 | Vistra Corp | Batteries | 38.2035 | -89.8539 | 2
2025-09 | CISO | Allied Potato | 68150 | 19073 | Renewable Solar, Inc | Solar Photovoltaic | 35.2592 | -118.8819 | 1.2
2025-09 | CISO | Mountain View Ind Park 1-sline001 | 68151 | IE001 | Prologis Logistics Services Incorporated | Solar Photovoltaic | 34.0502 | -117.4604 | 1.1
2025-09 | NYIS | Rush Solar | 68152 | RUSH1 | Rush Solar Farm 1, LLC | Solar Photovoltaic | 42.947 | -77.698 | 5
2025-09 | NYIS | Guilderland Solar | 68154 | GDRLD | Helios Energy New York 13 LLC | Solar Photovoltaic | 42.7166 | -74.0226 | 5
2025-09 | MISO | MN CSG 2019-82 | 68156 | ATWA | MN CSG 2019-82 LLC | Solar Photovoltaic | 45.1362 | -94.7599 | 1
2025-09 | MISO | MN CSG 2019-60 | 68157 | MIRG | MN CSG 2019-60 LLC | Solar Photovoltaic | 44.7328 | -94.6044 | 1
2025-09 | NYIS | Enfield Solar Site 2 | 68158 | ENFI2 | NSF Enfield Site 2, LLC | Solar Photovoltaic | 42.445 | -76.608 | 5
2025-09 | NYIS | Enfield Solar Site 3 | 68159 | ENFI3 | NSF Enfield Site 3, LLC | Solar Photovoltaic | 42.446 | -76.603 | 5
2025-09 | NYIS | Enfield Solar Site 1 | 68160 | ENFI1 | NSF Enfield Site 1, LLC | Solar Photovoltaic | 42.448 | -76.609 | 5
2025-09 | PJM | Maumee Solar | 68161 | MAUME | Madison Energy Investments LLC | Solar Photovoltaic | 41.568 | -83.695 | 2.4
2025-09 | NYIS | Coventry Solar Site 2 | 68162 | COVE2 | NSF Coventry Site 2, LLC | Solar Photovoltaic | 42.315 | -75.671 | 5
2025-09 | NYIS | Coventry Solar Site 3 | 68163 | COVE3 | NSF Coventry Site 3, LLC | Solar Photovoltaic | 42.18 | -75.402 | 5
2025-09 | ERCO | Big Elm Solar | 68180 | BELMS | Big Elm Solar, LLC | Solar Photovoltaic | 31.1411 | -97.217 | 200
2025-09 | MISO | Coldwater River Solar | 68183 | CRS | Coldwater River Solar, LLC | Solar Photovoltaic | 41.8922 | -85.0321 | 150
2025-09 | ISNE | Downeast Wind | 68185 | DOWNW | Downeast Wind, LLC | Onshore Wind Turbine | 44.7575 | -67.9175 | 126
2025-09 | ERCO | Great Kiskadee Storage | 68189 | GKDBS | Great Kiskadee Storage, LLC | Batteries | 26.1043 | -98.1719 | 100
2025-09 | MISO | Prosperity Wind | 68193 | PROSP | Prosperity Wind, LLC | Onshore Wind Turbine | 40.1879 | -88.5894 | 300
2025-09 | PJM | Wheatsborough Solar | 68199 | WHEAT | Wheatsborough Solar, LLC | Solar Photovoltaic | 41.3382 | -82.8265 | 125
2025-09 | NYIS | CAMILLUS B (CSG) | 68206 | CAM B | AETS OpCo Holdings LLC | Solar Photovoltaic | 43.0749 | -76.3127 | 5
2025-09 | NYIS | CAMILLUS A (CSG) | 68207 | CAM A | AETS OpCo Holdings LLC | Solar Photovoltaic | 43.0735 | -76.3141 | 5
2025-09 | CISO | North Kern 2 | 68220 | NK2PV | Madison Energy Investments LLC | Solar Photovoltaic | 35.4678 | -119.1536 | 2.5
2025-09 | CISO | North Kern 1 | 68221 | NK1PV | Madison Energy Investments LLC | Solar Photovoltaic | 35.4691 | -119.169 | 2.5
2025-09 | SWPP | Flat Ridge 4 | 68222 | OP | Public Service Co of Oklahoma | Onshore Wind Turbine | 37.3411 | -98.0131 | 134
2025-09 | MISO | St. Clair Solar 3 | 68232 | STCL3 | Pivot Energy | Solar Photovoltaic | 38.623 | -90.0871 | 2
2025-09 | MISO | Kankakee Solar 3 | 68233 | KANK3 | Pivot Energy | Solar Photovoltaic | 41.2209 | -87.8814 | 2
2025-09 | PJM | Romeoville 34A-SLCHI234 | 68239 | C234A | Prologis Logistics Services Incorporated | Solar Photovoltaic | 41.599 | -88.111 | 1.1
2025-09 | MISO | DG Green Arrow | 68242 | GRARW | DG Green Arrow LLC | Solar Photovoltaic | 43.994 | -96.3327 | 1
2025-09 | ERCO | Gransolar Texas One, LLC | 68244 | GRTX1 | Gransolar Texas One, LLC | Solar Photovoltaic | 30.5998 | -97.1548 | 50
2025-09 | ERCO | BT Jungmann | 68246 | JUNGM | BT Jungmann, LLC | Solar Photovoltaic | 30.9038 | -97.0578 | 40
2025-09 | PJM | Fairview Farms | 68262 | FVFPV | Madison Energy Investments LLC | Solar Photovoltaic | 39.5169 | -76.2736 | 30
2025-09 | CISO | South County Detention Center Solar | 68265 | PV1 | SoCore Energy LLC | Solar Photovoltaic | 36.039 | -119.061 | 1.1
2025-09 | CISO | North Juvenile Detention Center Solar | 68266 | BA1 | SoCore Energy LLC | Batteries | 36.461 | -119.32 | 0.3
2025-09 | CISO | North Juvenile Detention Center Solar | 68266 | PV1 | SoCore Energy LLC | Solar Photovoltaic | 36.461 | -119.32 | 1.1
2025-09 | CISO | Government Plaza Solar | 68267 | PV1 | SoCore Energy LLC | Solar Photovoltaic | 36.278 | -119.317 | 1.1
2025-09 | CISO | Tulare Akers Professional Center | 68268 | PV1 | SoCore Energy LLC | Solar Photovoltaic | 36.322 | -119.351 | 1
2025-09 | CISO | Bob Wiley Detention Center | 68269 | PV1 | SoCore Energy LLC | Solar Photovoltaic | 36.454 | -119.312 | 1.8
2025-09 | CISO | Civic Center East | 68270 | PV1 | SoCore Energy LLC | Solar Photovoltaic | 36.33 | -119.317 | 1.5
2025-09 | CISO | CA OXNARD 2600 Sakioka Dr | 68272 | 18249 | Catalyze Oxnard 2600 Sakioka Drive Microgrid, LLC | Solar Photovoltaic | 34.2134 | -119.1396 | 1.6
2025-09 | CISO | CA OXNARD 2600 Sakioka Dr | 68272 | 21387 | Catalyze Oxnard 2600 Sakioka Drive Microgrid, LLC | Solar Photovoltaic | 34.2134 | -119.1396 | 1.6
2025-09 | NYIS | Morris Ridge Solar | 68274 | MOR01 | Morris Ridge Solar Energy Center, LLC | Solar Photovoltaic | 42.6631 | -77.8908 | 177
2025-09 | PJM | NCS FCPA LLC | 68279 | 10022 | New Columbia Solar | Solar Photovoltaic | 38.8915 | -76.9403 | 1.1
2025-09 | PJM | NCS Paradise LLC | 68280 | 10021 | New Columbia Solar | Solar Photovoltaic | 38.9064 | -76.9514 | 1.3
2025-09 | MISO | Green River Solar | 68297 | 4598 | Green River Solar, LLC | Solar Photovoltaic | 37.9099 | -86.2601 | 200
2025-09 | PJM | Cabin Creek MD | 68301 | CABCR | AES Clean Energy | Solar Photovoltaic | 38.615 | -75.8959 | 2
2025-09 | MISO | Dakota Range Wind | 68318 | DKR01 | Northern States Power Co - Minnesota | Onshore Wind Turbine | 45.2237 | -97.0231 | 304
2025-09 | ISNE | CP East Hampton I & II Solar | 68327 | EHAMP | NJR Clean Energy Ventures Corporation | Solar Photovoltaic | 41.4 | -72.42 | 2
2025-09 | SWPP | DIVOCSG 2 LLC | 68330 | DV2PV | Madison Energy Investments LLC | Solar Photovoltaic | 45.086 | -94.183 | 1
2025-09 | PJM | Fairhaven | 68335 | FAIRH | Baltimore Gas & Electric Co | Batteries | 38.7538 | -76.5894 | 2.5
2025-09 | PJM | Sand Prairie Solar | 68336 | SP842 | DG Sand Prairie, LLC | Solar Photovoltaic | 40.4377 | -89.6933 | 2
2025-09 | NYIS | Brownsville Energy Storage System | 68346 | ESSBR | Consolidated Edison Co-NY Inc | Batteries | 40.6695 | -73.8985 | 5.6
2025-09 | MISO | MN CSG 2019-105 | 68373 | HAGER | MN CSG 2019-105 LLC | Solar Photovoltaic | 44.3395 | -92.0002 | 1
2025-09 | MISO | MN CSG 2019-67 | 68374 | MONK | MN CSG 2019-67 LLC | Solar Photovoltaic | 45.4211 | -94.0334 | 1
2025-09 | SWPP | Buzzard Flop | 68375 | 169 | Peoples Electric Cooperative | Natural Gas Internal Combustion Engine | 34.8553 | -96.2291 | 2.5
2025-09 | SWPP | Buzzard Flop | 68375 | 170 | Peoples Electric Cooperative | Natural Gas Internal Combustion Engine | 34.8553 | -96.2291 | 2.5
2025-09 | SWPP | Buzzard Flop | 68375 | 171 | Peoples Electric Cooperative | Natural Gas Internal Combustion Engine | 34.8553 | -96.2291 | 2.5
2025-09 | SWPP | Centrahoma East | 68376 | 142 | Peoples Electric Cooperative | Natural Gas Internal Combustion Engine | 34.5888 | -96.2877 | 2.5
2025-09 | SWPP | Centrahoma East | 68376 | 143 | Peoples Electric Cooperative | Natural Gas Internal Combustion Engine | 34.5888 | -96.2877 | 2.5
2025-09 | SWPP | Centrahoma East | 68376 | 144 | Peoples Electric Cooperative | Natural Gas Internal Combustion Engine | 34.5888 | -96.2877 | 2.5
2025-09 | SWPP | Centrahoma East | 68376 | 145 | Peoples Electric Cooperative | Natural Gas Internal Combustion Engine | 34.5888 | -96.2877 | 2.5
2025-09 | SWPP | Centrahoma East | 68376 | 149 | Peoples Electric Cooperative | Natural Gas Internal Combustion Engine | 34.5888 | -96.2877 | 2.5
2025-09 | SWPP | Centrahoma East | 68376 | 150 | Peoples Electric Cooperative | Natural Gas Internal Combustion Engine | 34.5888 | -96.2877 | 2.5
2025-09 | SWPP | Centrahoma East | 68376 | 155 | Peoples Electric Cooperative | Natural Gas Internal Combustion Engine | 34.5888 | -96.2877 | 2.5
2025-09 | SWPP | Centrahoma East | 68376 | 156 | Peoples Electric Cooperative | Natural Gas Internal Combustion Engine | 34.5888 | -96.2877 | 2.5
2025-09 | SWPP | Centrahoma East | 68376 | 157 | Peoples Electric Cooperative | Natural Gas Internal Combustion Engine | 34.5888 | -96.2877 | 2.5
2025-09 | SWPP | Centrahoma East | 68376 | 158 | Peoples Electric Cooperative | Natural Gas Internal Combustion Engine | 34.5888 | -96.2877 | 2.5
2025-09 | SWPP | Centrahoma West | 68377 | 151 | Peoples Electric Cooperative | Natural Gas Internal Combustion Engine | 34.5932 | -96.2959 | 2.5
2025-09 | SWPP | Centrahoma West | 68377 | 152 | Peoples Electric Cooperative | Natural Gas Internal Combustion Engine | 34.5932 | -96.2959 | 2.5
2025-09 | SWPP | Centrahoma West | 68377 | 153 | Peoples Electric Cooperative | Natural Gas Internal Combustion Engine | 34.5932 | -96.2959 | 2.5
2025-09 | SWPP | Centrahoma West | 68377 | 154 | Peoples Electric Cooperative | Natural Gas Internal Combustion Engine | 34.5932 | -96.2959 | 2.5
2025-09 | SWPP | Centrahoma West | 68377 | 161 | Peoples Electric Cooperative | Natural Gas Internal Combustion Engine | 34.5932 | -96.2959 | 2.5
2025-09 | SWPP | Centrahoma West | 68377 | 164 | Peoples Electric Cooperative | Natural Gas Internal Combustion Engine | 34.5932 | -96.2959 | 2.5
2025-09 | SWPP | Centrahoma West | 68377 | 165 | Peoples Electric Cooperative | Natural Gas Internal Combustion Engine | 34.5932 | -96.2959 | 2.5
2025-09 | SWPP | Centrahoma West | 68377 | 166 | Peoples Electric Cooperative | Natural Gas Internal Combustion Engine | 34.5932 | -96.2959 | 2.5
2025-09 | SWPP | Centrahoma West | 68377 | 167 | Peoples Electric Cooperative | Natural Gas Internal Combustion Engine | 34.5932 | -96.2959 | 2.5
2025-09 | SWPP | Centrahoma West | 68377 | 168 | Peoples Electric Cooperative | Natural Gas Internal Combustion Engine | 34.5932 | -96.2959 | 2.5
2025-09 | SWPP | Little Dixie | 68378 | 146 | Peoples Electric Cooperative | Natural Gas Internal Combustion Engine | 34.5939 | -96.2905 | 2.5
2025-09 | SWPP | Little Dixie | 68378 | 147 | Peoples Electric Cooperative | Natural Gas Internal Combustion Engine | 34.5939 | -96.2905 | 2.5
2025-09 | SWPP | Little Dixie | 68378 | 148 | Peoples Electric Cooperative | Natural Gas Internal Combustion Engine | 34.5939 | -96.2905 | 2.5
2025-09 | SWPP | Little Dixie | 68378 | 159 | Peoples Electric Cooperative | Natural Gas Internal Combustion Engine | 34.5939 | -96.2905 | 2.5
2025-09 | SWPP | Little Dixie | 68378 | 160 | Peoples Electric Cooperative | Natural Gas Internal Combustion Engine | 34.5939 | -96.2905 | 2.5
2025-09 | SWPP | Stuart (OK) | 68379 | 162 | Peoples Electric Cooperative | Natural Gas Internal Combustion Engine | 34.8798 | -96.0545 | 2.5
2025-09 | SWPP | Stuart (OK) | 68379 | 163 | Peoples Electric Cooperative | Natural Gas Internal Combustion Engine | 34.8798 | -96.0545 | 2.5
2025-09 | NYIS | Warrior Solar Partners | 68387 | WASP1 | Warrior Solar Partners, LLC | Solar Photovoltaic | 43.073 | -75.1269 | 5
2025-09 | ISNE | 118 Echo | 68390 | ECOPV | Madison Energy Investments LLC | Solar Photovoltaic | 41.655 | -70.5031 | 1
2025-09 | PJM | 3100 Valleyview Drive | 68391 | VVDPV | Madison Energy Investments LLC | Solar Photovoltaic | 39.9569 | -83.0292 | 1
2025-09 | PJM | North Stafford HS | 68393 | NOSPV | Madison Energy Investments LLC | Solar Photovoltaic | 38.4678 | -77.4553 | 1.3
2025-09 | ISNE | Waterboro | 68394 | WBMPV | Madison Energy Investments LLC | Solar Photovoltaic | 43.5911 | -70.7186 | 4.9
2025-09 | CISO | Wheeler Ridge 2 | 68395 | WR2PV | Madison Energy Investments LLC | Solar Photovoltaic | 34.9846 | -118.9085 | 5
2025-09 | MISO | Lake Hallie | 68398 | LH001 | Standard Solar | Solar Photovoltaic | 44.8996 | -91.3838 | 5
2025-09 | NYIS | TJA-NY- Dix Solar Farm LLC | 68399 | DIXNY | Dimension Energy LLC | Solar Photovoltaic | 42.3085 | -76.891 | 3.9
2025-09 | NYIS | TJA-NY-Chestnut Ridge Rd Moravia, LLC | 68400 | CHEST | Dimension Energy LLC | Solar Photovoltaic | 42.7266 | -76.3946 | 3.6
2025-09 | NYIS | TJA-NY-1454 CR 15 Oswegatchie, LLC | 68401 | OSWEG | Dimension Energy LLC | Solar Photovoltaic | 44.6013 | -75.354 | 4.9
2025-09 | NYIS | TJA-NY-Cohocton Solar Farm, LLC | 68402 | COHOC | Dimension Energy LLC | Solar Photovoltaic | 42.5451 | -77.4569 | 5
2025-09 | NYIS | TJA-NY-Canton Solar Farm LLC | 68403 | CANTO | Dimension Energy LLC | Solar Photovoltaic | 44.6016 | -75.1316 | 4.9
2025-09 | NYIS | TJA-NY-Barrett Rd New Woodstock, LLC | 68404 | BARNY | Dimension Energy LLC | Solar Photovoltaic | 42.8303 | -75.8271 | 4.7
2025-09 | NYIS | Caledonia CSG LLC | 68405 | CALED | Dimension Energy LLC | Solar Photovoltaic | 42.9763 | -77.8724 | 5
2025-09 | ISNE | Lebanon CSG LLC | 68406 | LEBAN | Dimension Energy LLC | Solar Photovoltaic | 43.3767 | -70.9415 | 3.8
2025-09 | NYIS | Martinsburg CSG LLC | 68407 | MARTI | Dimension Energy LLC | Solar Photovoltaic | 43.7279 | -75.4697 | 2.2
2025-09 | PJM | Newark Solar 1 LLC | 68408 | NEWA1 | Dimension Energy LLC | Solar Photovoltaic | 40.7296 | -74.1467 | 2.2
2025-09 | MISO | DIVOCSG 13 | 68412 | DIV13 | DIVOCSG 13 LLC | Solar Photovoltaic | 44.3645 | -92.0274 | 1
2025-09 | MISO | Armstrong 1 | 68415 | 810 | Greenbacker Renewable Energy Corporation | Solar Photovoltaic | 42.3648 | -88.4244 | 2
2025-09 | NYIS | Richland North | 68419 | RN | AETS OpCo Holdings LLC | Solar Photovoltaic | 43.5243 | -76.1585 | 5
2025-09 | NYIS | Richland South | 68420 | RS | AETS OpCo Holdings LLC | Solar Photovoltaic | 43.5209 | -76.1572 | 5
2025-09 | NYIS | Ellisburg | 68421 | EB | AETS OpCo Holdings LLC | Solar Photovoltaic | 43.7983 | -76.0825 | 5
2025-09 | ERCO | St Gall Energy Storage II | 68423 | SGES2 | St Gall Energy Storage II LLC | Batteries | 30.9244 | -102.9531 | 100
2025-09 | MISO | Tibbits Energy Storage | 68424 | TIBB1 | Tibbits Energy Storage LLC | Batteries | 41.9607 | -84.9784 | 104.9
2025-09 | MISO | Fairbanks Solar Project | 68429 | FBNKS | Fairbanks Solar Energy Center LLC | Solar Photovoltaic | 39.1933 | -87.5238 | 250
2025-09 | ISNE | 515 Main Saugus | 68430 | 960 | 515 Main Saugus LLC | Solar Photovoltaic | 42.4844 | -71.0451 | 1.3
2025-09 | ISNE | Aegean Drive Solar | 68432 | 18253 | Aegean Drive Solar LLC | Solar Photovoltaic | 42.7306 | -71.2123 | 1.8
2025-09 | ISNE | Downing Parkway Solar | 68434 | 961 | Downing Parkway Solar LLC | Solar Photovoltaic | 42.4584 | -73.1964 | 2.3
2025-09 | ISNE | Millbury MA #1092 | 68435 | 13998 | Millbury MA #1092 LLC | Solar Photovoltaic | 42.2209 | -71.73 | 1
2025-09 | ISNE | Millis MA 1 | 68437 | 11998 | Millis MA 1 LLC | Solar Photovoltaic | 42.16 | -71.38 | 1
2025-09 | ISNE | Rochester MA 2 | 68438 | 12998 | Rochester MA 2 LLC | Solar Photovoltaic | 41.7237 | -70.8405 | 1
2025-09 | CISO | Sutter Santa Rosa Solar | 68440 | 693 | Sutter Santa Rosa Solar LLC | Solar Photovoltaic | 38.4945 | -122.752 | 1.3
2025-09 | ISNE | Wendell MA 1 | 68441 | 14998 | Wendell MA 1 LLC | Solar Photovoltaic | 42.56 | -72.399 | 1
2025-09 | ISNE | Walden Solar Maine V | 68454 | LEEDS | Walden Solar Maine V LLC | Solar Photovoltaic | 44.3447 | -70.1296 | 20
2025-09 | MISO | Gibson Solar | 68455 | GIBBY | Gibson Solar, LLC | Solar Photovoltaic | 38.318 | -87.5306 | 200
2025-09 | MISO | DIVOCSG 14 LLC | 68457 | DIV14 | DIVOCSG 14 LLC | Solar Photovoltaic | 44.3396 | -91.9974 | 1
2025-09 | PJM | Machesney Park | 68467 | PV1 | Solar DG IL 1 LLC | Solar Photovoltaic | 42.376 | -89.003 | 1.7
2025-09 | PJM | Pontiac 1A | 68469 | PV1 | Solar DG IL 3 LLC | Solar Photovoltaic | 40.918 | -88.619 | 2
2025-09 | CISO | Open Sky Dairy | 68471 | 18880 | Renewable Solar, Inc | Solar Photovoltaic | 36.4599 | -120.0298 | 1.7
2025-09 | ERCO | Peacock Energy Project | 68474 | TXPC1 | Lightsource Renewable Energy Asset Management, LLC | Solar Photovoltaic | 28.0004 | -97.3879 | 150
2025-09 | ISNE | Kearsarge Riverpark I LLC | 68475 | RIV1 | Kearsarge Riverpark I LLC | Batteries | 42.554 | -71.136 | 5
2025-09 | ISNE | Kearsarge Riverpark II LLC | 68476 | RIV2 | Kearsarge Riverpark I LLC | Batteries | 42.554 | -71.136 | 5
2025-09 | ERCO | Diver Solar, LLC | 68483 | 5665 | Diver Solar, LLC | Solar Photovoltaic | 31.25 | -96.39 | 225
2025-09 | ISNE | ME - Novel (Lighthouse Ph I) Mars Hill | 68484 | MRSHL | Mars Hill Road Solar Farm, LLC | Solar Photovoltaic | 46.5741 | -67.9111 | 2.5
2025-09 | PJM | IL BEDFORD PARK 7035 W 65TH ST | 68489 | 19575 | Catalyze Bedford Park 7035 W 65th Street Microgrid, LLC | Solar Photovoltaic | 41.7725 | -87.7972 | 2
2025-09 | ISNE | Central Heating Plant | 68493 | BAT1 | University of Massachusetts Amherst | Batteries | 42.3901 | -72.5371 | 1.3
2025-09 | ISNE | Central Heating Plant | 68493 | BAT2 | University of Massachusetts Amherst | Batteries | 42.3901 | -72.5371 | 2
2025-09 | ISNE | Central Heating Plant | 68493 | CTG | University of Massachusetts Amherst | Natural Gas Fired Combustion Turbine | 42.3901 | -72.5371 | 11
2025-09 | ISNE | Central Heating Plant | 68493 | STG1 | University of Massachusetts Amherst | Natural Gas Steam Turbine | 42.3901 | -72.5371 | 2.1
2025-09 | ISNE | Central Heating Plant | 68493 | STG2 | University of Massachusetts Amherst | Natural Gas Steam Turbine | 42.3901 | -72.5371 | 4
2025-09 | ERCO | Lower Rio Energy Storage | 68496 | LOWR1 | VESI 38 LLC | Batteries | 26.2069 | -98.0589 | 60
2025-09 | SWPP | Pixley Solar Energy | 68498 | PIXLY | Pixley Solar Energy LLC | Solar Photovoltaic | 37.2661 | -98.5002 | 189
2025-09 | MISO | MN CSG 2019-79 | 68505 | BONNI | MN CSG 2019-79 LLC | Solar Photovoltaic | 44.7825 | -95.4795 | 1
2025-09 | MISO | MN CSG 2019-22 | 68506 | BRAUN | MN CSG 2019-22 LLC | Solar Photovoltaic | 44.7951 | -95.1001 | 1
2025-09 | CISO | JD Foods - JD Foods | 68521 | JDF | Barrier Solar Inc | Solar Photovoltaic | 36.7019 | -119.7459 | 1.5
2025-09 | CISO | Bishop Ranch - BR 8-O | 68522 | 4975B | Executive Parkway BR8-O Solar Project 2020 LLC | Batteries | 37.769 | -121.9668 | 0.5
2025-09 | CISO | Bishop Ranch - BR 8-O | 68522 | 4975C | Executive Parkway BR8-O Solar Project 2020 LLC | Solar Photovoltaic | 37.769 | -121.9668 | 1
2025-09 | CISO | Bishop Ranch - BR 8-Q | 68523 | 4977B | Executive Parkway BR8-Q Solar Project 2020 LLC | Batteries | 37.7687 | -121.9684 | 0.5
2025-09 | CISO | Bishop Ranch - BR 8-Q | 68523 | 4977C | Executive Parkway BR8-Q Solar Project 2020 LLC | Solar Photovoltaic | 37.7687 | -121.9684 | 0.7
2025-09 | CISO | Bishop Ranch - BR 15-AA | 68524 | 4654B | Alcosta Boulevard BR 15-AA Solar Project 2020 LLC | Batteries | 37.7754 | -121.9613 | 0.5
2025-09 | CISO | Bishop Ranch - BR 15-AA | 68524 | 4654C | Alcosta Boulevard BR 15-AA Solar Project 2020 LLC | Solar Photovoltaic | 37.7754 | -121.9613 | 0.5
2025-09 | CISO | Bishop Ranch - BR 15-AA | 68524 | 4654R | Alcosta Boulevard BR 15-AA Solar Project 2020 LLC | Solar Photovoltaic | 37.7754 | -121.9613 | 0.2
2025-09 | CISO | Bishop Ranch - BR 15-CC | 68525 | 4656B | Alcosta Boulevard BR 15-CC Solar Project 2020, LLC | Batteries | 37.7733 | -121.9602 | 0.5
2025-09 | CISO | Bishop Ranch - BR 15-CC | 68525 | 4656C | Alcosta Boulevard BR 15-CC Solar Project 2020, LLC | Solar Photovoltaic | 37.7733 | -121.9602 | 0.5
2025-09 | CISO | Bishop Ranch - BR 15-CC | 68525 | 4656R | Alcosta Boulevard BR 15-CC Solar Project 2020, LLC | Solar Photovoltaic | 37.7733 | -121.9602 | 0.2
2025-09 | MISO | Agrimony 2 | 68530 | 703 | Greenbacker Renewable Energy Corporation | Solar Photovoltaic | 42.4823 | -89.9914 | 2
2025-09 | MISO | Agrimony 1 | 68531 | 703 | Greenbacker Renewable Energy Corporation | Solar Photovoltaic | 42.4824 | -89.9895 | 2
2025-09 | CISO | Pivot Energy PPA 22 | 68532 | PPA22 | Pivot Energy | Solar Photovoltaic | 36.3473 | -119.3957 | 1.3
2025-09 | CISO | Blue Moon Farms | 68533 | BMOON | Bravo REC Management LLC | Solar Photovoltaic | 36.0289 | -119.4015 | 1
2025-09 | MISO | MN CSG 2019-77 | 68535 | DEVNY | MN CSG 2019-77 LLC | Solar Photovoltaic | 44.4735 | -93.2187 | 1
2025-09 | ERCO | Swift Air Solar I | 68537 | OSAS1 | Origis Energy USA, Inc | Solar Photovoltaic | 31.7688 | -102.696 | 145
2025-09 | PJM | IL Bolingbrook 279 Marquette Dr | 68539 | 19572 | Catalyze Bolingbrook 279 Marquette Drive Microgrid, LLC | Solar Photovoltaic | 41.6724 | -88.0619 | 1
2025-09 | NYIS | USNY - Geddes | 68545 | GEDDE | Abundant Solar Power Inc. | Solar Photovoltaic | 43.065 | -76.2196 | 3.3
2025-09 | CISO | Tipton 1 - (CA) | 68547 | TIP1B | Pacifico Power | Batteries | 36.0502 | -119.3147 | 1
2025-09 | CISO | Tipton 1 - (CA) | 68547 | TIP1S | Pacifico Power | Solar Photovoltaic | 36.0502 | -119.3147 | 4.2
2025-09 | CISO | Tipton 2 - (CA) | 68548 | TIP2B | Pacifico Power | Batteries | 36.0502 | -119.3147 | 0.7
2025-09 | CISO | Tipton 2 - (CA) | 68548 | TIP2S | Pacifico Power | Solar Photovoltaic | 36.0502 | -119.3147 | 2.1
2025-09 | NYIS | Old Route 17 | 68552 | PV1 | NY Thompson III, LLC | Solar Photovoltaic | 41.7384 | -74.7339 | 4
2025-09 | MISO | Lowe's - 1845 - Chicago Brickyard, IL | 68573 | 7509 | North Narragansett Avenue Solar Project 2022, LLC | Solar Photovoltaic | 41.9282 | -87.7893 | 1
2025-09 | MISO | Lowe's - 1193 - East Peoria, IL | 68574 | 7496 | Riverside Drive Solar Project 2022, LLC | Solar Photovoltaic | 40.681 | -89.5847 | 1
2025-09 | CISO | Visalia Solar | 68575 | UPSB1 | United Parcel Service | Batteries | 36.3614 | -119.3925 | 1.1
2025-09 | CISO | Visalia Solar | 68575 | UPSV1 | United Parcel Service | Solar Photovoltaic | 36.3614 | -119.3925 | 2.5
2025-09 | SWPP | Breckinridge Energy Storage | 68576 | BRKES | Breckinridge Energy Storage LLC | Batteries | 36.4465 | -97.6945 | 65
2025-09 | SWPP | Woodward Energy Storage | 68577 | BESS1 | Woodward Energy Storage, LLC | Batteries | 36.5728 | -99.3 | 40
2025-09 | ISNE | Stamford Health Tully Health Center | 68586 | FC1 | Stamford Health Tully Health Center | Other Natural Gas | 41.0645 | -73.5345 | 0.7
2025-09 | ISNE | Stamford Health Tully Health Center | 68586 | G1 | Stamford Health Tully Health Center | Petroleum Liquids | 41.0645 | -73.5345 | 0.8
2025-09 | CISO | Community Solar Utica 1, LLC | 68589 | UTICA | AETS OpCo Holdings LLC | Solar Photovoltaic | 35.9342 | -119.8619 | 3
2025-09 | SWPP | Flat Ridge 5 | 68590 | FLATV | Public Service Co of Oklahoma | Onshore Wind Turbine | 37.2026 | -98.0457 | 153
2025-09 | PJM | Hardin Solar III | 68591 | HARD3 | Hardin Solar Energy III | Solar Photovoltaic | 40.6823 | -83.7939 | 250
2025-09 | CISO | North Kern 3 | 68599 | NK3PV | Madison Energy Investments LLC | Solar Photovoltaic | 35.5768 | -119.1536 | 5
2025-09 | PJM | Western Berks | 68608 | UNIT1 | NextEra Renewable Fuels, LLC | Landfill Gas | 40.3058 | -75.9915 | 1.6
2025-09 | PJM | Western Berks | 68608 | UNIT2 | NextEra Renewable Fuels, LLC | Landfill Gas | 40.3058 | -75.9915 | 1.6
2025-09 | CISO | Central San | 68612 | CESAN | REC CSD, LLC | Solar Photovoltaic | 38.0057 | -122.0749 | 1.8
2025-09 | CISO | Kern Del Oro | 68614 | KDORO | REC KDO, LLC | Solar Photovoltaic | 35.2979 | -118.9809 | 1.2
2025-09 | PJM | ADP Roseland, NJ | 68615 | 5663 | ADP Boulevard Solar Project 2021, LLC | Solar Photovoltaic | 40.8157 | -74.3101 | 2.4
2025-09 | ISNE | Overlook | 68620 | OVERL | Westbound Solar 3, LLC | Solar Photovoltaic | 42.5676 | -71.9195 | 4.9
2025-09 | CISO | Sutter Home Winery GIR | 68624 | SHGIR | Westbound Solar 3, LLC | Solar Photovoltaic | 38.1934 | -122.2604 | 1.1
2025-09 | ISNE | Bates College Skowhegan | 68625 | BCSKO | Westbound Solar 3, LLC | Solar Photovoltaic | 44.7575 | -69.6369 | 5
2025-09 | NYIS | Eden Dowmont Road | 68628 | EDDOW | Dowmont Solar, LLC | Solar Photovoltaic | 43.2706 | -73.5241 | 5
2025-09 | NYIS | Eden Hidden Meadows | 68629 | EHMEA | Hidden Meadows Solar, LLC | Solar Photovoltaic | 43.282 | -73.5227 | 5
2025-09 | CISO | Sutter Home Winery TCC | 68630 | SHTCC | REC SHW, LLC | Solar Photovoltaic | 35.7356 | -120.6853 | 1.1
2025-09 | NYIS | CES Heuvelton | 68631 | HEUVE | Heuvelton Solar, LLC | Solar Photovoltaic | 44.6206 | -75.4449 | 5
2025-09 | CISO | Avalon Dairy | 68634 | 18904 | Renewable Solar, Inc | Solar Photovoltaic | 35.7164 | -119.4304 | 3.1
2025-09 | ISNE | GSPP 409 Ferris Road | 68636 | FERR | Green Street Power Partners | Solar Photovoltaic | 44.7349 | -74.6487 | 5
2025-09 | ISNE | GSPP 641 Ferris Road East | 68637 | FERRE | Green Street Power Partners | Solar Photovoltaic | 44.755 | -74.6505 | 4
2025-09 | ISNE | GSPP 641 Ferris Road West | 68638 | FERRW | Green Street Power Partners | Solar Photovoltaic | 44.7519 | -74.6572 | 2.5
2025-09 | ISNE | Randall Road Solar I | 68641 | RAND1 | Green Street Power Partners | Solar Photovoltaic | 42.9759 | -73.9272 | 3.4
2025-09 | ISNE | Randall Road Solar II | 68642 | RAND2 | Green Street Power Partners | Solar Photovoltaic | 42.9759 | -73.9272 | 2.3
2025-09 | ISNE | Swaggertown Solar I | 68643 | SWAG1 | Green Street Power Partners | Solar Photovoltaic | 42.8956 | -73.9585 | 2.8
2025-09 | MISO | Huck Finn Renewable Energy Center | 68644 | HFREC | Union Electric Co - (MO) | Solar Photovoltaic | 39.314 | -91.543 | 200
2025-09 | NYIS | Belair | 68645 | 121 | CVE US EI7 Belair LLC | Solar Photovoltaic | 42.7538 | -73.6463 | 4
2025-09 | NYIS | Kilmer | 68646 | 171 | Kilmer Solar LLC | Solar Photovoltaic | 43.1905 | -78.8897 | 5
2025-09 | NYIS | Manlius East | 68647 | 116 | CVE US EI5 Manlius East LLC | Solar Photovoltaic | 43.0155 | -75.9695 | 5
2025-09 | NYIS | Manlius North | 68648 | 115 | CVE US EI4 Manlius North LLC | Solar Photovoltaic | 43.0106 | -75.9654 | 1.4
2025-09 | NYIS | Manlius West | 68649 | 117 | CVE US EI5 Manlius West LLC | Solar Photovoltaic | 43.0112 | -75.9687 | 5
2025-09 | NYIS | Mantisi | 68650 | 166 | Mantisi Solar LLC | Solar Photovoltaic | 43.1942 | -77.9845 | 5
2025-09 | ISNE | New Marlborough | 68651 | 1 | Sunrise on Knight Rd. LLC | Solar Photovoltaic | 42.1521 | -73.278 | 5
2025-09 | ISNE | Peru (MA) | 68652 | 12 | Sunrise on West Main Rd. LLC | Solar Photovoltaic | 42.4453 | -73.0565 | 3.3
2025-09 | NYIS | Quaker | 68653 | 122 | CVE US EI8 Quaker LLC | Solar Photovoltaic | 43.3229 | -73.6124 | 5
2025-09 | NYIS | Rak 1 | 68654 | 169 | Rak 1 Solar LLC | Solar Photovoltaic | 42.4416 | -79.2923 | 5
2025-09 | ISNE | Russell (MA) | 68655 | 3 | Sunrise on Blandford Rd. LLC | Solar Photovoltaic | 42.1654 | -72.853 | 3
2025-09 | ISNE | Tolland | 68656 | 10 | Sunrise on Clubhouse Rd. LLC | Solar Photovoltaic | 42.0872 | -73.0116 | 5
2025-09 | ISNE | Westhampton | 68657 | 11 | Sunrise on Montague Rd. LLC | Solar Photovoltaic | 42.3351 | -72.7387 | 5
2025-09 | ISNE | Westport (MA) | 68658 | 13 | Sunrise on Drift Rd. LLC | Solar Photovoltaic | 41.54 | -71.074 | 2.5
2025-09 | NYIS | Wheatfield | 68659 | 100 | Madison Energy Investments LLC | Solar Photovoltaic | 43.1227 | -78.8509 | 4
2025-09 | NYIS | Wolf | 68660 | 165 | Wolf Solar LLC | Solar Photovoltaic | 43.1983 | -77.9881 | 3.6
2025-09 | ISNE | Swaggertown Solar II | 68664 | SWAG2 | Green Street Power Partners | Solar Photovoltaic | 42.8956 | -73.9585 | 5
2025-09 | ISNE | East Windsor | 68674 | EWNDR | NJR Clean Energy Ventures Corporation | Solar Photovoltaic | 41.85 | -72.55 | 4
2025-09 | NYIS | Maple North 1 | 68675 | 4611 | Scale Sustainable I, LLC | Solar Photovoltaic | 42.986 | -74.183 | 4.1
2025-09 | NYIS | Maple North 2 | 68676 | 46112 | Scale Sustainable I, LLC | Solar Photovoltaic | 42.986 | -74.183 | 3.6
2025-09 | NYIS | Maple West | 68677 | 4672 | Scale Sustainable I, LLC | Solar Photovoltaic | 42.984 | -74.2008 | 5
2025-09 | SWPP | Museum Drive East Solar | 68678 | MDES | City of Grand Island - (NE) | Solar Photovoltaic | 40.9249 | -98.3106 | 9.9
2025-09 | ISNE | Partridge Solar | 68679 | BA1 | SoCore Energy LLC | Batteries | 42.49 | -73.214 | 3
2025-09 | ISNE | Partridge Solar | 68679 | PV1 | SoCore Energy LLC | Solar Photovoltaic | 42.49 | -73.214 | 4.5
2025-09 | ISNE | Saddleback Solar | 68680 | BA1 | SoCore Energy LLC | Batteries | 42.536 | -73.229 | 2.5
2025-09 | ISNE | Saddleback Solar | 68680 | PV1 | SoCore Energy LLC | Solar Photovoltaic | 42.536 | -73.229 | 3.6
2025-09 | PJM | Parker Road Solar | 68681 | PKRRD | NJR Clean Energy Ventures Corporation | Solar Photovoltaic | 40.768 | -74.735 | 15.4
2025-09 | ISNE | Glastonbury Solar One | 68682 | GTBRY | NJR Clean Energy Ventures Corporation | Solar Photovoltaic | 41.75 | -72.55 | 3
2025-09 | ERCO | Crockett BESS | 68683 | HO241 | Prologis Logistics Services Incorporated BESS | Batteries | 29.7768 | -95.3799 | 10
2025-09 | ERCO | Century BESS | 68684 | DL805 | Prologis Logistics Services Incorporated BESS | Batteries | 32.6866 | -97.0833 | 10
2025-09 | ERCO | Liggett Switch | 68685 | DL745 | Prologis Logistics Services Incorporated BESS | Batteries | 32.8148 | -97.025 | 10
2025-09 | ERCO | Citrus City BESS | 68686 | MCC01 | Prologis Logistics Services Incorporated BESS | Batteries | 26.3216 | -98.3515 | 9.9
2025-09 | ERCO | Rio Grande City BESS 2 | 68687 | RGC01 | Prologis Logistics Services Incorporated BESS | Batteries | 26.3928 | -98.8194 | 9.9
2025-09 | SWPP | BP-Kanza | 68689 | BPKNZ | Today's Power, Inc. | Solar Photovoltaic | 37.6753 | -98.7826 | 1
2025-09 | SWPP | Caney Valley | 68690 | CNVY1 | Today's Power, Inc. | Solar Photovoltaic | 37.1201 | -96.2125 | 1
2025-09 | SWPP | Centerville (NE) | 68691 | CNTRV | Today's Power, Inc. | Solar Photovoltaic | 40.6564 | -96.7432 | 1
2025-09 | SWPP | CMS-Coldwater | 68692 | CMSCW | Today's Power, Inc. | Solar Photovoltaic | 37.2814 | -99.3644 | 2
2025-09 | SWPP | Deshler Solar | 68693 | DESCH | Today's Power, Inc. | Solar Photovoltaic | 40.0868 | -97.7079 | 1
2025-09 | SWPP | Greensburg Solar | 68694 | GRNBG | Today's Power, Inc. | Solar Photovoltaic | 37.5773 | -99.3215 | 1
2025-09 | SWPP | Harvey County | 68695 | HARVY | Today's Power, Inc. | Solar Photovoltaic | 38.0426 | -97.2087 | 1
2025-09 | SWPP | Huntsville-Ark Valley, KS | 68696 | HUNTS | Today's Power, Inc. | Solar Photovoltaic | 38.051 | -98.3262 | 1
2025-09 | SWPP | Lindsborg | 68697 | LINDB | Today's Power, Inc. | Solar Photovoltaic | 38.5658 | -97.7246 | 1
2025-09 | SWPP | Maize | 68698 | MAIZE | Today's Power, Inc. | Solar Photovoltaic | 37.7653 | -97.5076 | 1
2025-09 | SWPP | Mound | 68699 | MOUND | Today's Power, Inc. | Solar Photovoltaic | 37.1572 | -95.45 | 1
2025-09 | SWPP | Munson-DS&O | 68700 | MUNSN | Today's Power, Inc. | Solar Photovoltaic | 39.0393 | -96.8706 | 1
2025-09 | MISO | NLRED 2MW | 68701 | NLR2 | Today's Power, Inc. | Solar Photovoltaic | 34.7412 | -92.1819 | 2
2025-09 | SWPP | NLRED 5MW | 68702 | NLR5 | Today's Power, Inc. | Solar Photovoltaic | 34.7435 | -92.1799 | 5
2025-09 | SWPP | Oskaloosa | 68703 | OSKAL | Today's Power, Inc. | Solar Photovoltaic | 39.1472 | -95.328 | 1
2025-09 | NYIS | Manilus | 68704 | MAN1 | Solar Planet Power | Solar Photovoltaic | 43.0456 | -76.0249 | 4.5
2025-09 | SWPP | Greenbush-Heartland | 68707 | GRNBH | Today's Power, Inc. | Solar Photovoltaic | 37.5146 | -94.983 | 1
2025-09 | MISO | North Arkansas Electric Cooperative | 68709 | NAEC | Today's Power, Inc. | Solar Photovoltaic | 36.3908 | -91.8776 | 1
2025-09 | SWPP | Ozark Solar Park | 68710 | OZKSP | Today's Power, Inc. | Solar Photovoltaic | 35.9666 | -94.3985 | 2.4
2025-09 | SWPP | People's | 68711 | PEOPL | Today's Power, Inc. | Solar Photovoltaic | 34.6808 | -96.7682 | 5
2025-09 | MISO | Petit Jean | 68712 | PTJE | Today's Power, Inc. | Solar Photovoltaic | 35.5677 | -92.457 | 1
2025-09 | SWPP | Rich Mountain Electric Cooperative | 68713 | RCHMT | Today's Power, Inc. | Solar Photovoltaic | 34.5859 | -94.2004 | 1
2025-09 | SWPP | Ruby-Norris | 68714 | RUBY | Today's Power, Inc. | Solar Photovoltaic | 40.8288 | -97.0784 | 1
2025-09 | MISO | SAU Tech | 68715 | SAUT | Today's Power, Inc. | Solar Photovoltaic | 33.7817 | -92.6962 | 1
2025-09 | SWPP | Solomon-DS&O | 68716 | SOLOM | Today's Power, Inc. | Solar Photovoltaic | 38.8498 | -97.372 | 1
2025-09 | MISO | South Central Electric Cooperative | 68717 | SCAEC | Today's Power, Inc. | Solar Photovoltaic | 34.1635 | -93.0872 | 1
2025-09 | SWPP | Southwest Arkansas Electric | 68718 | SWAEC | Today's Power, Inc. | Solar Photovoltaic | 33.5183 | -94.0278 | 1
2025-09 | SWPP | Springdale School District | 68719 | SPRNG | Today's Power, Inc. | Solar Photovoltaic | 36.1653 | -94.0495 | 2.9
2025-09 | SWPP | St. George | 68720 | STGEO | Today's Power, Inc. | Solar Photovoltaic | 39.2328 | -96.4552 | 1
2025-09 | SWPP | St. Paul-Howard Greeley | 68721 | STPHG | Today's Power, Inc. | Solar Photovoltaic | 41.2136 | -98.4456 | 1
2025-09 | MISO | Star City School District | 68722 | STAR | Today's Power, Inc. | Solar Photovoltaic | 33.9612 | -91.8106 | 1
2025-09 | SWPP | Stromsburg-Polk County | 68723 | STROM | Today's Power, Inc. | Solar Photovoltaic | 41.1248 | -97.5795 | 1
2025-09 | SWPP | Studebaker | 68724 | STDBR | Today's Power, Inc. | Solar Photovoltaic | 37.5076 | -95.7978 | 1
2025-09 | SWPP | Tri County - TenK | 68725 | TRICO | Today's Power, Inc. | Solar Photovoltaic | 36.8635 | -101.194 | 1
2025-09 | SWPP | Urbana-Heartland | 68726 | URBNA | Today's Power, Inc. | Solar Photovoltaic | 37.6016 | -95.3696 | 1
2025-09 | MISO | Veolia (Gum Springs) | 68727 | VNA | Today's Power, Inc. | Solar Photovoltaic | 34.0608 | -93.0861 | 5
2025-09 | MISO | Woodruff Electric Cooperative | 68728 | WDRFF | Today's Power, Inc. | Solar Photovoltaic | 35.0393 | -90.8252 | 1
2025-09 | ERCO | HEB00750 | 68730 | H7501 | Generate ER-NG, LLC | Natural Gas Internal Combustion Engine | 32.5672 | -97.1148 | 0.4
2025-09 | ERCO | HEB00750 | 68730 | H7502 | Generate ER-NG, LLC | Natural Gas Internal Combustion Engine | 32.5672 | -97.1148 | 0.4
2025-09 | ERCO | HEB00750 | 68730 | H7503 | Generate ER-NG, LLC | Natural Gas Internal Combustion Engine | 32.5672 | -97.1148 | 0.4
2025-09 | ERCO | HEB00779 | 68731 | H7791 | Generate ER-NG, LLC | Natural Gas Internal Combustion Engine | 29.6822 | -95.3545 | 0.4
2025-09 | ERCO | HEB00779 | 68731 | H7792 | Generate ER-NG, LLC | Natural Gas Internal Combustion Engine | 29.6822 | -95.3545 | 0.4
2025-09 | ERCO | HEB00779 | 68731 | H7793 | Generate ER-NG, LLC | Natural Gas Internal Combustion Engine | 29.6822 | -95.3545 | 0.4
2025-09 | ERCO | HEB00797 | 68732 | H7971 | Generate ER-NG, LLC | Natural Gas Internal Combustion Engine | 29.8172 | -95.8037 | 0.4
2025-09 | ERCO | HEB00797 | 68732 | H7972 | Generate ER-NG, LLC | Natural Gas Internal Combustion Engine | 29.8172 | -95.8037 | 0.4
2025-09 | ERCO | HEB00797 | 68732 | H7973 | Generate ER-NG, LLC | Natural Gas Internal Combustion Engine | 29.8172 | -95.8037 | 0.4
2025-09 | ERCO | HEB00798 | 68733 | H7981 | Generate ER-NG, LLC | Natural Gas Internal Combustion Engine | 29.9574 | -95.2073 | 0.4
2025-09 | ERCO | HEB00798 | 68733 | H7982 | Generate ER-NG, LLC | Natural Gas Internal Combustion Engine | 29.9574 | -95.2073 | 0.4
2025-09 | ERCO | HEB00798 | 68733 | H7983 | Generate ER-NG, LLC | Natural Gas Internal Combustion Engine | 29.9574 | -95.2073 | 0.4
2025-09 | ERCO | HEB00801 | 68734 | H8011 | Generate ER-NG, LLC | Natural Gas Internal Combustion Engine | 32.9145 | -97.3089 | 0.4
2025-09 | ERCO | HEB00801 | 68734 | H8012 | Generate ER-NG, LLC | Natural Gas Internal Combustion Engine | 32.9145 | -97.3089 | 0.4
2025-09 | ERCO | HEB00801 | 68734 | H8013 | Generate ER-NG, LLC | Natural Gas Internal Combustion Engine | 32.9145 | -97.3089 | 0.4
2025-09 | ERCO | HEBTEMDistCenter1B | 68735 | HT1B1 | Texas Microgrid, LLC | Natural Gas Internal Combustion Engine | 31.1524 | -97.3612 | 0.4
2025-09 | ERCO | HEBTEMDistCenter1B | 68735 | HT1B2 | Texas Microgrid, LLC | Natural Gas Internal Combustion Engine | 31.1524 | -97.3612 | 0.4
2025-09 | ERCO | HEBTEMDistCenter1B | 68735 | HT1B3 | Texas Microgrid, LLC | Natural Gas Internal Combustion Engine | 31.1524 | -97.3612 | 0.4
2025-09 | ERCO | HEBTEMDistCenter1B | 68735 | HT1B4 | Texas Microgrid, LLC | Natural Gas Internal Combustion Engine | 31.1524 | -97.3612 | 0.4
2025-09 | ERCO | HEBTEMDistCenter2A | 68736 | HT2A1 | Texas Microgrid, LLC | Natural Gas Internal Combustion Engine | 31.1524 | -97.3612 | 0.4
2025-09 | ERCO | HEBTEMDistCenter2A | 68736 | HT2A2 | Texas Microgrid, LLC | Natural Gas Internal Combustion Engine | 31.1524 | -97.3612 | 0.4
2025-09 | ERCO | HEBTEMDistCenter2A | 68736 | HT2A3 | Texas Microgrid, LLC | Natural Gas Internal Combustion Engine | 31.1524 | -97.3612 | 0.4
2025-09 | ERCO | HEBTEMDistCenter2A | 68736 | HT2A4 | Texas Microgrid, LLC | Natural Gas Internal Combustion Engine | 31.1524 | -97.3612 | 0.4
2025-09 | ERCO | HEBTEMDistCenter2A | 68736 | HT2A5 | Texas Microgrid, LLC | Natural Gas Internal Combustion Engine | 31.1524 | -97.3612 | 0.4
2025-09 | ERCO | HEBTEMDistCenter2A | 68736 | HT2A6 | Texas Microgrid, LLC | Natural Gas Internal Combustion Engine | 31.1524 | -97.3612 | 0.4
2025-09 | ERCO | HEBTEMDistCenter2A | 68736 | HT2A7 | Texas Microgrid, LLC | Natural Gas Internal Combustion Engine | 31.1524 | -97.3612 | 0.4
2025-09 | ERCO | HEBTEMDistCenter2A | 68736 | HT2A8 | Texas Microgrid, LLC | Natural Gas Internal Combustion Engine | 31.1524 | -97.3612 | 0.4
2025-09 | ERCO | OTHERTraditionBuffalo | 68737 | TBUF1 | Texas Microgrid, LLC | Natural Gas Internal Combustion Engine | 29.6846 | -95.4271 | 0.4
2025-09 | ERCO | OTHERTraditionBuffalo | 68737 | TBUF2 | Texas Microgrid, LLC | Natural Gas Internal Combustion Engine | 29.6846 | -95.4271 | 0.4
2025-09 | ERCO | OTHERTraditionBuffalo | 68737 | TBUF3 | Texas Microgrid, LLC | Natural Gas Internal Combustion Engine | 29.6846 | -95.4271 | 0.4
2025-09 | MISO | Zeuber | 68740 | PUCOZ | Today's Power, Inc. | Solar Photovoltaic | 34.6991 | -92.2118 | 4.6
2025-09 | ISNE | Skyline Solar | 68742 | BA1 | SoCore Energy LLC | Batteries | 42.5028 | -73.2282 | 3
2025-09 | ISNE | Skyline Solar | 68742 | PV1 | SoCore Energy LLC | Solar Photovoltaic | 42.5028 | -73.2282 | 4.5
2025-09 | ISNE | Adams Grove Solar | 68743 | BA1 | SoCore Energy LLC | Batteries | 42.6078 | -73.1357 | 3.3
2025-09 | ISNE | Adams Grove Solar | 68743 | PV1 | SoCore Energy LLC | Solar Photovoltaic | 42.6078 | -73.1357 | 5
2025-09 | NYIS | North Troy | 68746 | 10648 | Onyx Asset Services Group | Solar Photovoltaic | 42.7753 | -73.6533 | 4
2025-09 | CISO | Oaks HOA | 68747 | 10616 | Onyx Asset Services Group | Solar Photovoltaic | 38.2912 | -120.9191 | 1
2025-09 | CISO | Superior Almond Hulling | 68749 | 23864 | Renewable Solar, Inc | Solar Photovoltaic | 36.4422 | -120.3874 | 2.1
2025-09 | MISO | City of Peru Hydro-Electric Generating S | 68750 | HC1 | City of Peru - (IL) | Conventional Hydroelectric | 41.3219 | -88.9812 | 1.9
2025-09 | MISO | City of Peru Hydro-Electric Generating S | 68750 | HC2 | City of Peru - (IL) | Conventional Hydroelectric | 41.3219 | -88.9812 | 1.9
2025-09 | MISO | City of Peru Hydro-Electric Generating S | 68750 | HC3 | City of Peru - (IL) | Conventional Hydroelectric | 41.3219 | -88.9812 | 1.9
2025-09 | MISO | City of Peru Hydro-Electric Generating S | 68750 | HC4 | City of Peru - (IL) | Conventional Hydroelectric | 41.3219 | -88.9812 | 1.9
2025-09 | MISO | City of Peru Rail Generating Station | 68751 | 16 | City of Peru - (IL) | Petroleum Liquids | 41.3717 | -89.1283 | 2.7
2025-09 | MISO | City of Peru Rail Generating Station | 68751 | 17 | City of Peru - (IL) | Petroleum Liquids | 41.3717 | -89.1283 | 2.7
2025-09 | MISO | City of Peru Water Street Generating Sta | 68752 | 6 | City of Peru - (IL) | Petroleum Liquids | 41.3243 | -89.1241 | 6.3
2025-09 | MISO | City of Peru Water Street Generating Sta | 68752 | GT1 | City of Peru - (IL) | Petroleum Liquids | 41.3243 | -89.1241 | 10
2025-09 | MISO | USS Cattail Solar | 68755 | USCAT | USS Cattail Solar LLC | Solar Photovoltaic | 41.854 | -90.1171 | 2.3
2025-09 | NYIS | Rak 2 | 68764 | 170 | Rak 2 Solar LLC | Solar Photovoltaic | 42.4367 | -79.2972 | 3.5
2025-09 | MISO | Boomtown Renewable Energy Center | 68770 | BTREC | Union Electric Co - (MO) | Solar Photovoltaic | 38.1699 | -88.1869 | 150
2025-09 | MISO | Cass County Renewable Energy Center | 68771 | CCREC | Union Electric Co - (MO) | Solar Photovoltaic | 39.9778 | -90.4711 | 150
2025-09 | ISNE | Apollo | 68773 | 52 | Sunrise on Wing Ln. LLC | Solar Photovoltaic | 41.6791 | -70.8944 | 2.5
2025-09 | ISNE | Apollo | 68773 | 52B | Sunrise on Wing Ln. LLC | Batteries | 41.6791 | -70.8944 | 1.3
2025-09 | PJM | Fountain Creek Solar | 68774 | FTCR | Dominion Energy Inc. | Solar Photovoltaic | 36.59 | -77.67 | 80
2025-09 | PJM | Winterberry Solar | 68775 | WNTB | Dominion Energy Inc. | Solar Photovoltaic | 37.36 | -76.53 | 20
2025-09 | MISO | Sherco Solar II | 68776 | SHS02 | Northern States Power Co - Minnesota | Solar Photovoltaic | 45.3715 | -93.8675 | 237.1
2025-09 | PJM | MD CDG 001 | 68779 | MD001 | MD CDG 001 LLC | Solar Photovoltaic | 39.3735 | -79.3976 | 2
2025-09 | PJM | MD CDG 002 | 68780 | MD002 | MD CDG 002 LLC | Solar Photovoltaic | 39.375 | -79.404 | 2
2025-09 | ISNE | ME CDG 004 | 68781 | ME004 | ME CDG 004 LLC | Solar Photovoltaic | 44.8495 | -68.8006 | 2
2025-09 | ISNE | ME CDG 005 | 68782 | ME005 | ME CDG 005 LLC | Solar Photovoltaic | 44.8424 | -68.7064 | 2
2025-09 | NYIS | NY CDG 010 | 68784 | NY010 | NY CDG 010 LLC | Solar Photovoltaic | 40.7803 | -73.9015 | 1.2
2025-09 | CISO | Lockheed Martin Palmdale Solar PV | 68798 | 1MW | Lockheed Martin Corporation | Solar Photovoltaic | 34.608 | -118.109 | 0.9
2025-09 | CISO | Lockheed Martin Palmdale Solar PV | 68798 | 20MW | Lockheed Martin Corporation | Solar Photovoltaic | 34.608 | -118.109 | 20
2025-09 | MISO | Franklin CSG 1 | 68800 | SCHAG | Franklin CSG 1 LLC | Solar Photovoltaic | 44.5393 | -94.895 | 1
2025-09 | SWPP | Minco II Energy Storage | 68802 | MINS2 | Minco II Energy Storage LLC | Batteries | 35.3053 | -97.8912 | 65
2025-09 | PJM | Westtown School Solar | 68803 | WSTTN | NJR Clean Energy Ventures Corporation | Solar Photovoltaic | 39.94 | -75.534 | 1.5
2025-09 | NYIS | Rivard 1 | 68804 | 11011 | Generate Capital | Solar Photovoltaic | 42.5027 | -79.2817 | 4.6
2025-09 | NYIS | Ridgeway 2 | 68806 | 11027 | Generate Capital | Solar Photovoltaic | 43.1891 | -77.7427 | 2.5
2025-09 | NYIS | Catskill | 68807 | 11021 | Generate Capital | Solar Photovoltaic | 42.3378 | -75.9034 | 3.8
2025-09 | CISO | Dos Palos Cooperative Gin | 68808 | P1001 | A2B Development LLC dba Mars Energy Development | Solar Photovoltaic | 37.0839 | -120.6344 | 1
2025-09 | CISO | Google Bayhill Solar PV and Microgrid | 68816 | GBHBM | Google, Inc. | Batteries | 37.6269 | -122.4283 | 2.6
2025-09 | CISO | Google Bayhill Solar PV and Microgrid | 68816 | GBHPV | Google, Inc. | Solar Photovoltaic | 37.6269 | -122.4283 | 1.2
2025-09 | ERCO | Hecate Energy Outpost Solar LLC | 68838 | RROS | Repsol Renewables NA | Solar Photovoltaic | 27.8592 | -99.1617 | 515
2025-09 | CISO | Da Silva Dairy | 68840 | P1002 | A2B Development LLC dba Mars Energy Development | Solar Photovoltaic | 37.8585 | -121.013 | 1
2025-09 | CISO | CPA Dominguez - SLLAX901 | 68841 | LA901 | Prologis Logistics Services Incorporated | Solar Photovoltaic | 33.8378 | -118.2312 | 1
2025-09 | ERCO | Chillingham Storage | 68842 | CHILB | Chillingham Storage LLC | Batteries | 31.0053 | -97.2632 | 150
2025-09 | CISO | CalPortland Company Mojave Wind | 68844 | CPCC1 | CalPortland Company | Onshore Wind Turbine | 35.036 | -118.34 | 23.5
2025-09 | MISO | Bavaria Solar LLC | 68845 | BEIER | Bavaria Solar LLC | Solar Photovoltaic | 43.975 | -95.9091 | 1
2025-09 | PJM | Richmond Solar | 68857 | HM701 | DG Richmond, LLC | Solar Photovoltaic | 42.4413 | -88.3037 | 2
2025-09 | ERCO | Inertia Energy Storage | 68874 | IES | Inertia Energy Storage LLC | Batteries | 33.1773 | -99.5677 | 13
2025-09 | ISNE | Wakefield MA BESS 1 | 68875 | 90914 | Wakefield MA BESS 1 LLC | Batteries | 42.495 | -71.0506 | 5
2025-09 | ERCO | Longhorn Storage | 68878 | LONGH | Longhorn Storage LLC | Batteries | 32.4287 | -99.1591 | 165
2025-09 | ERCO | Bocanova Energy Storage | 68879 | BCNV1 | Bocanova Power LLC | Batteries | 29.4354 | -95.2511 | 150
2025-09 | MISO | NL IL - Kendall | 68881 | KENDL | Newark Road Kendall Solar 1, LLC | Solar Photovoltaic | 41.5368 | -88.5669 | 2
2025-09 | MISO | SAE Taylorville IL S1 | 68882 | S1 | SolAmerica Energy, LLC | Solar Photovoltaic | 39.5281 | -89.32 | 1.1
2025-09 | PJM | Elam Road Solar, LLC | 68885 | ELMRD | Dimension Energy LLC | Solar Photovoltaic | 37.276 | -78.6184 | 3
2025-09 | PJM | Sandale Solar, LLC | 68886 | SNDLE | Dimension Energy LLC | Solar Photovoltaic | 37.6749 | -76.4114 | 3
2025-09 | CISO | CoreSite Real Estate 3045 Stender, LP | 68889 | G-1 | CoreSite Real Estate 3045 Stender, LP | Petroleum Liquids | 37.3772 | -121.9717 | 3
2025-09 | CISO | CoreSite Real Estate 3045 Stender, LP | 68889 | G-2 | CoreSite Real Estate 3045 Stender, LP | Petroleum Liquids | 37.3772 | -121.9717 | 3
2025-09 | CISO | CoreSite Real Estate 3045 Stender, LP | 68889 | G-3 | CoreSite Real Estate 3045 Stender, LP | Petroleum Liquids | 37.3772 | -121.9717 | 3
2025-09 | CISO | CoreSite Real Estate 3045 Stender, LP | 68889 | G-4 | CoreSite Real Estate 3045 Stender, LP | Petroleum Liquids | 37.3772 | -121.9717 | 3
2025-09 | CISO | CoreSite Real Estate 3045 Stender, LP | 68889 | G-5 | CoreSite Real Estate 3045 Stender, LP | Petroleum Liquids | 37.3772 | -121.9717 | 3
2025-09 | CISO | CoreSite Real Estate 3045 Stender, LP | 68889 | G-6 | CoreSite Real Estate 3045 Stender, LP | Petroleum Liquids | 37.3772 | -121.9717 | 3
2025-09 | CISO | CoreSite Real Estate 3045 Stender, LP | 68889 | G-7 | CoreSite Real Estate 3045 Stender, LP | Petroleum Liquids | 37.3772 | -121.9717 | 3
2025-09 | CISO | CoreSite Real Estate 3045 Stender, LP | 68889 | G-8 | CoreSite Real Estate 3045 Stender, LP | Petroleum Liquids | 37.3772 | -121.9717 | 3
2025-09 | CISO | CoreSite Real Estate 3045 Stender, LP | 68889 | G-9 | CoreSite Real Estate 3045 Stender, LP | Petroleum Liquids | 37.3772 | -121.9717 | 3
2025-09 | CISO | P66 Rodeo Solar | 68890 | P66RS | P66 Rodeo Solar | Solar Photovoltaic | 38.035 | -122.247 | 30.2
2025-09 | CISO | Visalia - (CA) | 68891 | VISB | Pacifico Power | Batteries | 36.4593 | -119.2978 | 1
2025-09 | CISO | Visalia - (CA) | 68891 | VISS | Pacifico Power | Solar Photovoltaic | 36.4593 | -119.2978 | 4.2
2025-09 | MISO | USS University Park Solar | 68893 | USSUP | United States Solar Corporation | Solar Photovoltaic | 41.4685 | -87.7396 | 2
2025-09 | ERCO | Libra Storage | 68895 | LIBR | Libra Storage LLC | Batteries | 29.4666 | -98.0028 | 236.3
2025-09 | ERCO | Sun Valley Storage | 68896 | SUNVB | Sun Valley Storage LLC | Batteries | 31.8578 | -97.0171 | 123.3
2025-09 | ISNE | ME - EDF - Phase II - Belfast | 68905 | BLFST | Shining Solar Partners, LLC | Solar Photovoltaic | 44.4517 | -68.9933 | 5
2025-09 | ERCO | Padua 1 | 68912 | 12341 | Padua 1 | Batteries | 29.3251 | -98.3256 | 50
2025-09 | MISO | SAE Paris IL S1 | 68918 | S1 | SolAmerica Energy, LLC | Solar Photovoltaic | 39.6056 | -87.7199 | 2
2025-09 | MISO | Peoria County IL S2 | 68920 | S1 | SolAmerica Energy, LLC | Solar Photovoltaic | 40.6222 | -89.6788 | 2
2025-09 | CISO | AVI Bakersfield | 68922 | BAK | Anthony Vineyards, Inc. | Solar Photovoltaic | 35.0765 | -118.9306 | 2.2
2025-09 | MISO | Richland Township Solar II, LLC | 68928 | RICH2 | Birch Creek Power, LLC | Solar Photovoltaic | 40.9442 | -89.2697 | 10.8
2025-09 | CISO | JD Wilson Dairy | 68931 | 24540 | Renewable Solar, Inc | Solar Photovoltaic | 36.4301 | -120.0129 | 1
2025-09 | PJM | Chaberton Solar Catherine | 68942 | CHAB | Pivot Energy | Solar Photovoltaic | 39.317 | -77.0059 | 2
2025-09 | NYIS | Pivot Solar NY 1 | 68946 | PNY1 | Pivot Energy | Solar Photovoltaic | 43.8616 | -73.4459 | 5
2025-09 | NYIS | Pivot Solar NY 3 | 68947 | PNY3 | Pivot Energy | Solar Photovoltaic | 42.4857 | -78.4992 | 2.3
2025-09 | NYIS | Pivot Solar NY 6 | 68948 | PNY6 | Pivot Energy | Solar Photovoltaic | 43.8567 | -73.4494 | 5
2025-09 | NYIS | Pivot Solar NY 9 | 68949 | PNY9 | Pivot Energy | Solar Photovoltaic | 43.8785 | -73.4485 | 5
2025-09 | ISNE | Marston Mills Solar | 68950 | BA | SoCore Energy LLC | Batteries | 41.6633 | -70.3989 | 3
2025-09 | ISNE | Marston Mills Solar | 68950 | PV1 | SoCore Energy LLC | Solar Photovoltaic | 41.6633 | -70.3989 | 5
2025-09 | MISO | Illinois PV Knox 3A | 68951 | PV1 | SoCore Energy LLC | Solar Photovoltaic | 40.923 | -90.3997 | 2
2025-09 | MISO | Illinois PV Knox 3B | 68952 | PV1 | SoCore Energy LLC | Solar Photovoltaic | 40.923 | -90.3997 | 2
2025-09 | MISO | Clinton Solar 2 | 68955 | CLI2 | Pivot Energy | Solar Photovoltaic | 38.5069 | -89.1483 | 2
2025-09 | MISO | Marion Solar 2 | 68956 | MAS2 | Pivot Energy | Solar Photovoltaic | 38.6371 | -89.1115 | 1
2025-09 | MISO | Edgar Solar 1 | 68958 | EDG1 | Pivot Energy | Solar Photovoltaic | 39.5752 | -87.6951 | 4
2025-09 | PJM | Kankakee Solar 5b | 68959 | KA5B | Pivot Energy | Solar Photovoltaic | 41.1389 | -87.8375 | 1.9
2025-09 | MISO | LaSalle Solar 1 | 68960 | LAS1 | Pivot Energy | Solar Photovoltaic | 41.166 | -88.6334 | 2
2025-09 | MISO | Clinton Solar 4b | 68961 | CL4B | Pivot Energy | Solar Photovoltaic | 38.5957 | -89.2732 | 2
2025-09 | NYIS | Pivot Solar NY 4 | 68962 | PNY4 | Pivot Energy | Solar Photovoltaic | 43.1409 | -75.5567 | 2.4
2025-09 | MISO | Clinton Solar 2b | 68963 | CL2B | Pivot Energy | Solar Photovoltaic | 38.5064 | -89.1483 | 2
2025-09 | NYIS | Pivot Solar NY 5 | 68965 | PNY5 | Pivot Energy | Solar Photovoltaic | 43.898 | -73.4214 | 2.5
2025-09 | CISO | Sun Pacific - Lerdo | 68967 | SPL | JKB Energy | Solar Photovoltaic | 35.4998 | -119.1453 | 2.9
2025-09 | ISNE | GD Richmond Beaver River I LLC | 68976 | GDBR | GD Richmond Beaver River I LLC | Solar Photovoltaic | 41.4711 | -71.6265 | 5.3
2025-09 | ISNE | White Brook Renewables PV | 68977 | WB1 | White Brook Renewables LLC | Solar Photovoltaic | 41.611 | -71.674 | 4
2025-09 | NYIS | Hanover II PV (CSG) | 68979 | PV1 | Hanover II PV LLC | Solar Photovoltaic | 42.4859 | -79.1027 | 4.8
2025-09 | PJM | Chaberton Solar Lime Kiln | 68989 | CHLI | Pivot Energy | Solar Photovoltaic | 39.1494 | -76.9316 | 2
2025-09 | PJM | Chaberton Solar Matterhorn | 68990 | CHMA | Pivot Energy | Solar Photovoltaic | 39.3496 | -76.8585 | 2
2025-09 | PJM | TPE MD HO93 | 68992 | TP93 | Pivot Energy | Solar Photovoltaic | 39.1856 | -76.9238 | 2
2025-09 | MISO | Ohio Solar LLC | 68996 | 1 | Ohio Solar, LLC | Solar Photovoltaic | 41.5639 | -89.4941 | 5
2025-09 | CISO | Thermo Fisher Pleasanton | 68997 | TFPBA | TotalEnergies Renewables USA LLC | Batteries | 37.6452 | -121.8842 | 0.7
2025-09 | CISO | Thermo Fisher Pleasanton | 68997 | TFPPV | TotalEnergies Renewables USA LLC | Solar Photovoltaic | 37.6452 | -121.8842 | 1.9
2025-09 | PJM | N Solon Road (North) | 68999 | 677 | Greenbacker Renewable Energy Corporation | Solar Photovoltaic | 42.4613 | -88.2794 | 2
2025-09 | ISNE | Brattleboro (Windham Landfill) | 69002 | 220 | Greenbacker Renewable Energy Corporation | Solar Photovoltaic | 42.8933 | -72.5405 | 5
2025-09 | MISO | Windshare LLC | 69003 | 0540 | Greenbacker Renewable Energy Corporation | Onshore Wind Turbine | 43.9608 | -95.9792 | 5.4
2025-09 | PJM | Chaberton Solar Greyrock | 69005 | CHGR | Pivot Energy | Solar Photovoltaic | 38.3896 | -75.4181 | 2
2025-09 | MISO | St. Clair Solar 5 | 69006 | STC5 | Pivot Energy | Solar Photovoltaic | 38.5873 | -89.8098 | 5
2025-09 | PJM | TPE MD GA137 | 69007 | T137 | Pivot Energy | Solar Photovoltaic | 39.3791 | -79.3678 | 2
2025-09 | PJM | TPE MD GA140 | 69008 | T140 | Pivot Energy | Solar Photovoltaic | 39.3869 | -79.3875 | 2
2025-09 | SWPP | Madison Solar (NE) | 69009 | S-1 | MMPS1, LLC | Solar Photovoltaic | 41.8477 | -97.4452 | 2
2025-09 | ISNE | CTGB Manson Youth | 69011 | GBMYP | TotalEnergies Renewables USA LLC | Solar Photovoltaic | 41.5177 | -72.8978 | 2
2025-09 | ISNE | CTGB Osborn | 69012 | GBOPV | TotalEnergies Renewables USA LLC | Solar Photovoltaic | 42.0329 | -72.4992 | 1.8
2025-09 | ISNE | CTGB Maloney and Webster | 69013 | GBMWP | TotalEnergies Renewables USA LLC | Solar Photovoltaic | 41.5177 | -72.8978 | 2
2025-09 | MISO | Bureau Solar 1 | 69015 | BUR1 | Pivot Energy | Solar Photovoltaic | 41.4423 | -89.4859 | 5
2025-09 | ISNE | MD - EDFR - Phase II - Lewiston | 69019 | LEWIS | Hayworth Solar Partners, LLC | Solar Photovoltaic | 44.0745 | -70.1378 | 5
2025-09 | PJM | Buckeye Solar | 69028 | BUCKE | Dominion Renewable Energy | Solar Photovoltaic | 39.6 | -83.156 | 100
2025-09 | PJM | Pickaway Solar | 69029 | PICKA | Dominion Renewable Energy | Solar Photovoltaic | 39.56 | -83.176 | 100
2025-09 | PJM | Nuby Run Solar, LLC | 69031 | NBYRN | Dimension Energy LLC | Solar Photovoltaic | 36.8844 | -76.6912 | 2
2025-09 | SWPP | Riley III - Site 6 Community Solar | 69037 | 10651 | Onyx Asset Services Group | Solar Photovoltaic | 39.0829 | -96.8228 | 2.1
2025-09 | SWPP | Riley III - Site 12 Community Solar | 69038 | 10638 | Onyx Asset Services Group | Solar Photovoltaic | 39.0865 | -96.7994 | 1
2025-09 | ERCO | Sealy BESS | 69045 | WAL | Sealy Power, LLC | Batteries | 29.848 | -96.1987 | 200
2025-09 | PJM | Grant | 69046 | 11131 | Generate Capital | Solar Photovoltaic | 42.2528 | -88.6792 | 2
2025-09 | PJM | Yager | 69047 | 11163 | Generate Capital | Solar Photovoltaic | 41.6679 | -89.9075 | 2
2025-09 | PJM | MD - WL Gore - Appleton | 69049 | APPLE | Solar DG MD Appleton, LLC | Solar Photovoltaic | 39.6435 | -75.8056 | 1.1
2025-09 | PJM | MD - WL Gore - Cherry Hill | 69050 | CHRRY | Solar DG MD Cherry Hill, LLC | Solar Photovoltaic | 39.6704 | -75.8581 | 4
2025-09 | MISO | Appleseed Solar | 69063 | APLS | Appleseed Solar, LLC | Solar Photovoltaic | 40.7055 | -86.249 | 200
2025-09 | NYIS | Burns Road Solar | 69065 | BURN | Pivot Energy | Solar Photovoltaic | 42.6683 | -79.0024 | 3.2
2025-09 | MISO | Goldenrod (IL) | 69066 | 11132 | Generate Capital | Solar Photovoltaic | 41.2095 | -90.5864 | 5
2025-09 | NYIS | Pivot Niagara Solar | 69067 | NIAG | Pivot Energy | Solar Photovoltaic | 43.1328 | -79.0354 | 3
2025-09 | CISO | CA - Fresno, City of - SE Surface WTP | 69068 | 19064 | Forefront Power, LLC | Solar Photovoltaic | 36.75 | -119.65 | 3
2025-09 | PJM | MD - CPG - Ten Oaks | 69069 | 10OAK | Solar DG MD Ten Oaks LLC | Solar Photovoltaic | 39.2611 | -76.9862 | 2
2025-09 | CISO | Fresno-Clovis RWRF | 69072 | 19064 | Forefront Power, LLC | Solar Photovoltaic | 36.7032 | -119.8921 | 17.3
2025-09 | ISNE | 20 Bedford | 69073 | BA237 | Madison Energy Investments LLC | Batteries | 41.9528 | -70.9711 | 1
2025-09 | ISNE | 20 Bedford | 69073 | SP237 | Madison Energy Investments LLC | Solar Photovoltaic | 41.9528 | -70.9711 | 0.5
2025-09 | ISNE | SP-231 Clifton | 69074 | SP231 | Madison Energy Investments LLC | Solar Photovoltaic | 44.7942 | -68.5647 | 4.9
2025-09 | ISNE | 376 Nash | 69075 | BA149 | Madison Energy Investments LLC | Batteries | 41.665 | -70.9361 | 0.5
2025-09 | ISNE | 376 Nash | 69075 | SP149 | Madison Energy Investments LLC | Solar Photovoltaic | 41.665 | -70.9361 | 0.5
2025-09 | ISNE | 342 Circuit | 69076 | BA148 | Madison Energy Investments LLC | Batteries | 42.1094 | -70.8658 | 1
2025-09 | ISNE | 342 Circuit | 69076 | SP148 | Madison Energy Investments LLC | Solar Photovoltaic | 42.1094 | -70.8658 | 1
2025-09 | PJM | Green Acres (VA) | 69078 | SP282 | Madison Energy Investments LLC | Solar Photovoltaic | 36.7822 | -79.9478 | 5
2025-09 | PJM | Claggett Landing | 69080 | SP236 | Madison Energy Investments LLC | Solar Photovoltaic | 38.8806 | -76.7075 | 1.6
2025-09 | PJM | Crowne Plaza | 69081 | SP298 | Madison Energy Investments LLC | Solar Photovoltaic | 39.9253 | -75.0536 | 1.8
2025-09 | ISNE | Roosevelt Trail | 69082 | SP336 | Madison Energy Investments LLC | Solar Photovoltaic | 43.8558 | -70.4586 | 1
2025-09 | NYIS | Spring Street Road | 69083 | SP341 | Madison Energy Investments LLC | Solar Photovoltaic | 42.8468 | -76.6759 | 5
2025-09 | ISNE | SP-339 Mechanic Falls | 69084 | SP339 | Madison Energy Investments LLC | Solar Photovoltaic | 44.1053 | -70.3694 | 1
2025-09 | PJM | Orefield | 69085 | SP328 | Madison Energy Investments LLC | Solar Photovoltaic | 40.6512 | -75.6002 | 2.2
2025-09 | NYIS | SP-425 Memphis | 69086 | SP425 | Madison Energy Investments LLC | Solar Photovoltaic | 43.0958 | -76.3843 | 5
2025-09 | PJM | Allentown - Ruppsville | 69087 | SP326 | Madison Energy Investments LLC | Solar Photovoltaic | 40.5672 | -75.6004 | 2.8
2025-09 | PJM | Cromwell | 69088 | SP332 | Madison Energy Investments LLC | Solar Photovoltaic | 39.1722 | -76.6319 | 1.8
2025-09 | NYIS | Angell Road | 69089 | ANGEL | Bullrock-NxtGenREA | Solar Photovoltaic | 42.5226 | -79.1345 | 2.2
2025-09 | NYIS | Hanover Road | 69090 | HANOV | Bullrock-NxtGenREA | Solar Photovoltaic | 42.5315 | -79.1477 | 2.7
2025-09 | NYIS | Kirkland | 69091 | KIRK | Bullrock-NxtGenREA | Solar Photovoltaic | 43.0591 | -73.3738 | 4.2
2025-09 | NYIS | Arcadia | 69092 | ARCAD | Bullrock-NxtGenREA | Solar Photovoltaic | 43.1519 | -77.0804 | 3
2025-09 | NYIS | Harris (NY) | 69093 | HARIS | Bullrock-NxtGenREA | Solar Photovoltaic | 41.7717 | -74.736 | 2
2025-09 | NYIS | State HWY 17C | 69094 | ST17C | Bullrock-NxtGenREA | Solar Photovoltaic | 42.0667 | -76.3394 | 5
2025-09 | NYIS | Day Hollow | 69095 | DAYH | Bullrock-NxtGenREA | Solar Photovoltaic | 42.1129 | -76.1757 | 5
2025-09 | NYIS | Jericho | 69096 | JERIC | Bullrock-NxtGenREA | Solar Photovoltaic | 42.2417 | -77.7819 | 5
2025-09 | PJM | NJ - CS Energy - Berkeley 1 | 69097 | BRKL1 | Eagles Solar I, LLC | Solar Photovoltaic | 39.9051 | -74.2351 | 4
2025-09 | PJM | NJ - CS Energy - Berkeley II | 69098 | BRKL2 | Eagles Solar II, LLC | Solar Photovoltaic | 39.9051 | -74.2351 | 4
2025-09 | PJM | CCBC Essex | 69109 | ESSEX | Luminace Solar MC, LLC | Solar Photovoltaic | 39.3516 | -76.4831 | 1.4
2025-09 | PJM | Deptford Solar Farm | 69112 | DEPT | 53 SP Solar Trust | Solar Photovoltaic | 39.8161 | -75.1282 | 1.3
2025-09 | PJM | Uniqlo Phase 1 Solar Farm | 69113 | UNI | 53 SP Solar Trust | Solar Photovoltaic | 40.7 | -75.2 | 2.7
2025-09 | CISO | Amazon Visalia (FAT2) | 69114 | SP410 | Madison Energy Investments LLC | Solar Photovoltaic | 36.3591 | -119.3869 | 3.5
2025-09 | MISO | DIVOCSG 11 - Sherburne | 69115 | SP411 | Madison Energy Investments LLC | Solar Photovoltaic | 45.4046 | -93.9694 | 1
2025-09 | PJM | Lime Bluff 1 | 69116 | SP427 | Madison Energy Investments LLC | Solar Photovoltaic | 41.2321 | -76.7551 | 2.5
2025-09 | PJM | Lime Bluff 2 | 69117 | SP428 | Madison Energy Investments LLC | Solar Photovoltaic | 41.2326 | -76.753 | 1
2025-09 | PJM | LL Scranton PA | 69118 | SP329 | Madison Energy Investments LLC | Solar Photovoltaic | 41.3992 | -75.6719 | 1.1
2025-09 | ISNE | 1519 Crandall Road | 69123 | 14380 | 1519 Crandall Road LLC | Solar Photovoltaic | 41.5793 | -71.1398 | 3.5
2025-09 | ISNE | BWC Mystic River | 69124 | 180 | BWC Mystic River LLC | Solar Photovoltaic | 42.1152 | -71.5502 | 1
2025-09 | ISNE | BWC Origination 19 | 69125 | 155 | BWC Origination 19 LLC | Solar Photovoltaic | 42.111 | -71.5061 | 1
2025-09 | ISNE | BWC Origination 8 LLC Sturbridge 1 | 69126 | 214 | BWC Origination 8 LLC Sturbridge 1 LLC | Solar Photovoltaic | 42.1233 | -72.0603 | 1
2025-09 | ISNE | BWC Origination 8 LLC Sturbridge 2 | 69127 | 7643 | BWC Origination 8 LLC Sturbridge 2 LLC | Solar Photovoltaic | 42.1189 | -72.0697 | 1
2025-09 | PJM | Chesapeake Beach BESS | 69128 | 22620 | Chesapeake Beach BESS LLC | Batteries | 38.6499 | -76.5302 | 1.1
2025-09 | ISNE | Dudley Landfill Solar LLC | 69129 | 26046 | Dudley Landfill Solar LLC | Solar Photovoltaic | 42.0362 | -71.9128 | 1.3
2025-09 | ISNE | Dudley Landfill Solar LLC | 69129 | 53976 | Dudley Landfill Solar LLC | Batteries | 42.0362 | -71.9128 | 1.3
2025-09 | NYIS | ESNY-Yorktown | 69130 | 50594 | ESNY-Yorktown, LLC | Solar Photovoltaic | 41.2159 | -73.806 | 4
2025-09 | ISNE | Hampden Landfill Solar LLC | 69131 | 24009 | Hampden Landfill Solar LLC | Solar Photovoltaic | 42.0641 | -72.3975 | 1.9
2025-09 | ISNE | Hampden Landfill Solar LLC | 69131 | 27726 | Hampden Landfill Solar LLC | Batteries | 42.0641 | -72.3975 | 1.9
2025-09 | CISO | KP Ontario Vineyard Solar | 69132 | 24477 | KP Ontario Vineyard O.P. Surgicenter B Solar LLC | Solar Photovoltaic | 34.0322 | -117.6088 | 1.7
2025-09 | ISNE | Manville Hill Road Solar | 69133 | 15834 | Manville Hill Road Solar LLC | Solar Photovoltaic | 41.9725 | -71.47 | 4.5
2025-09 | ISNE | Penobscot Narrows Solar I | 69134 | 22616 | Penobscot Narrows Solar I LLC | Solar Photovoltaic | 44.5901 | -68.8083 | 5
2025-09 | PJM | Reston Town Center Solar 1 | 69135 | 45410 | Reston Town Center Solar 1 LLC | Solar Photovoltaic | 38.9599 | -77.3577 | 1
2025-09 | PJM | DE-ECA CS Hartly | 69141 | HRTLY | Hartly Community Energy Initiative LLC | Solar Photovoltaic | 39.1862 | -75.7308 | 4
2025-09 | SWPP | GIUD Solar I | 69145 | GIS-I | Onsite Partners, LLC | Solar Photovoltaic | 40.9252 | -98.3144 | 1
2025-09 | PJM | Cuyahoga Generating Facility | 69146 | CUYA1 | Northeastern Power Systems | Landfill Gas | 41.3802 | -81.4749 | 3.2
2025-09 | NYIS | NSF Edmeston Site 1 | 69153 | PV1 | NSF Energy Three LLC | Solar Photovoltaic | 42.6796 | -75.3143 | 5
2025-09 | NYIS | NSF Edmeston Site 2 | 69154 | PV1 | NSF Energy Three LLC | Solar Photovoltaic | 42.6797 | -75.313 | 4.7
2025-09 | ERCO | Air Products Texas City | 69173 | TXCTY | Air Products & Chemicals Inc | All Other | 29.3822 | -94.9 | 65.2
2025-09 | MISO | SAE Ottawa IL | 69183 | S1 | SolAmerica Energy, LLC | Solar Photovoltaic | 41.3359 | -88.8698 | 2
2025-09 | CISO | GreenStruxure BBU004, LLC | 69190 | BATT | ClearGen LLC | Batteries | 34.0075 | -118.12 | 0.2
2025-09 | CISO | GreenStruxure BBU004, LLC | 69190 | SOLAR | ClearGen LLC | Solar Photovoltaic | 34.0075 | -118.12 | 1.6
2025-09 | CISO | GreenStruxure REP009, LLC | 69191 | BATT | ClearGen LLC | Batteries | 33.8611 | -118.2333 | 0.2
2025-09 | CISO | GreenStruxure REP009, LLC | 69191 | GEN | ClearGen LLC | Natural Gas Internal Combustion Engine | 33.8611 | -118.2333 | 1.4
2025-09 | ERCO | AETS Old Michigan Solar LLC | 69192 | OLDMI | AETS OpCo Holdings LLC | Solar Photovoltaic | 31.8265 | -104.2103 | 10
2025-09 | PJM | KaneSolar03 LLC | 69193 | KANE3 | Dimension Energy LLC | Solar Photovoltaic | 41.8932 | -88.552 | 2.5
2025-09 | NYIS | Ransom | 69212 | 11157 | Generate Capital | Solar Photovoltaic | 42.175 | -75.9215 | 5
2025-09 | PJM | Sawyer | 69213 | 11176 | Generate Capital | Solar Photovoltaic | 41.7829 | -89.9548 | 5
2025-09 | NYIS | Shoddy Hollow | 69214 | 11185 | Generate Capital | Solar Photovoltaic | 41.4762 | -74.5089 | 5
2025-09 | NYIS | Wedge NY | 69219 | 11160 | Generate Capital | Solar Photovoltaic | 42.2061 | -76.7701 | 3
2025-09 | PJM | Edison 0203 Community Solar - SLNNJ203 | 69221 | 11684 | Prologis Logistics Services Incorporated | Solar Photovoltaic | 40.5227 | -74.4184 | 1.2
2025-09 | ISNE | MEVS Clark LLC | 69227 | 74486 | MEVS Clark LLC | Solar Photovoltaic | 45.0638 | -69.8859 | 5
2025-09 | PJM | Mound City Solar | 69228 | 10296 | Mound City Solar PV | Solar Photovoltaic | 37.0901 | -89.1761 | 5
2025-09 | PJM | Pope Creek Solar PV | 69230 | 62873 | Pope Creek Solar, LLC | Solar Photovoltaic | 41.204 | -90.7326 | 5
2025-09 | PJM | Blairs Valley Solar Project | 69235 | BVCCE | CleanChoice Energy | Solar Photovoltaic | 39.8034 | -77.9216 | 20
2025-09 | MISO | Vandalia Renewable Energy Center | 69236 | VREC | Union Electric Co - (MO) | Solar Photovoltaic | 39.27 | -91.506 | 50
2025-09 | MISO | REG Mason City Solar | 69243 | MCPV1 | REG Mason City, LLC | Solar Photovoltaic | 43.1362 | -93.2639 | 2.6
2025-09 | ERCO | Cross Trails Energy Storage Project | 69244 | ESR1 | Energy Vault, Inc. | Batteries | 32.745 | -100.757 | 58.3
2025-09 | ISNE | Danton XI Solar LLC | 69273 | 100DA | Danton XI Solar LLC | Solar Photovoltaic | 42.7202 | -71.211 | 1.8
2025-09 | ERCO | NEWPP | 69279 | NEWP1 | Generate ER-NG, LLC | Natural Gas Internal Combustion Engine | 29.9337 | -95.1999 | 30
2025-09 | CISO | Palm Springs DAC PV | 69288 | PSBA1 | Palm Springs USD | Batteries | 33.8253 | -116.4847 | 0.3
2025-09 | CISO | Palm Springs DAC PV | 69288 | PSPV1 | Palm Springs USD | Solar Photovoltaic | 33.8253 | -116.4847 | 1.6
2025-09 | ERCO | EDFR Bluebonnet | 69289 | BLUEB | Texas Bluebonnet Solar Partners, LLC | Solar Photovoltaic | 31.4119 | -97.4237 | 9.9
2025-09 | CISO | Machado Farming System | 69292 | 30926 | Renewable Solar, Inc | Solar Photovoltaic | 36.1236 | -119.4896 | 1.1
2025-09 | ERCO | Regis Continental | 69300 | CONT | Regis Continental LLC | Batteries | 26.5148 | -98.6094 | 9.9
2025-09 | ERCO | Regis Gregory | 69301 | GREG | Regis Gregory LLC | Batteries | 27.9214 | -97.3094 | 9.9
2025-09 | ERCO | Regis Palacios | 69302 | PALAC | Regis Palacios LLC | Batteries | 28.757 | -96.2118 | 9.9
2025-09 | PJM | Costen Solar | 69306 | COSTN | Costen Solar LLC | Solar Photovoltaic | 38.0978 | -75.6108 | 8.8
2025-09 | MISO | NL IL - 1875 North Road CSG | 69316 | 1875N | Standard Solar | Solar Photovoltaic | 40.8949 | -88.6577 | 5
2025-09 | ERCO | Parliament Solar | 69320 | PAR1 | Parliament Solar, LLC | Solar Photovoltaic | 29.979 | -95.943 | 241
2025-09 | ERCO | Parliament Solar | 69320 | PAR2 | Parliament Solar, LLC | Solar Photovoltaic | 29.979 | -95.943 | 239
2025-09 | MISO | NL IL - Piatt 1 - East CSG | 69325 | PIATE | Standard Solar | Solar Photovoltaic | 40.118 | -88.6735 | 2
2025-09 | MISO | NL IL - Piatt 2 - West CSG | 69326 | PIATW | Standard Solar | Solar Photovoltaic | 40.118 | -88.6735 | 2
2025-09 | ERCO | Johnson City BESS | 69334 | JCBAT | Pedernales Electric Coop, Inc | Batteries | 30.3004 | -98.3983 | 2.3
2025-09 | ERCO | Regis Hearn | 69344 | HEARN | Regis Hearn LLC | Batteries | 27.8494 | -97.6111 | 9.9
2025-09 | ERCO | Regis Mason | 69345 | MASON | Regis Mason LLC | Batteries | 30.7385 | -99.2325 | 9.9
2025-09 | ERCO | Regis Monte Cristo LLC | 69346 | MONTE | Regis Monte Cristo LLC | Batteries | 26.3604 | -98.3152 | 9.9
2025-09 | ERCO | Regis Muenster | 69347 | MUENS | Regis Muenster LLC | Batteries | 33.6411 | -97.3326 | 9.9
2025-09 | ERCO | Regis Pirate | 69348 | PIRAT | Regis Sinton-Pirate LLC | Batteries | 28.0286 | -97.5205 | 9.9
2025-09 | ERCO | Regis Falfurrias | 69349 | FALFU | Regis Falfurrias LLC | Batteries | 27.2414 | -98.1405 | 9.9
2025-09 | ERCO | Matta Power Station | 69350 | MPS23 | Matta Power Station LLC | Batteries | 31.04 | -103.6526 | 10
2025-09 | CISO | Calistoga Resilency Center | 69358 | CRCBA | Calistoga Resiliency Center, LLC | Batteries | 38.577 | -122.57 | 11.3
2025-09 | CISO | Calistoga Resilency Center | 69358 | CRCFC | Calistoga Resiliency Center, LLC | All Other | 38.577 | -122.57 | 8
2025-09 | CISO | CoreSite Real Estate SV9, L.P. | 69363 | G-1 | CoreSite Real Estate SV9, L.P. | Petroleum Liquids | 37.3749 | -121.9692 | 3.5
2025-09 | CISO | CoreSite Real Estate SV9, L.P. | 69363 | G-2 | CoreSite Real Estate SV9, L.P. | Petroleum Liquids | 37.3749 | -121.9692 | 3.5
2025-09 | CISO | CoreSite Real Estate SV9, L.P. | 69363 | G-3 | CoreSite Real Estate SV9, L.P. | Petroleum Liquids | 37.3749 | -121.9692 | 3.5
2025-09 | CISO | CoreSite Real Estate SV9, L.P. | 69363 | G-4 | CoreSite Real Estate SV9, L.P. | Petroleum Liquids | 37.3749 | -121.9692 | 3.5
2025-09 | CISO | CoreSite Real Estate SV9, L.P. | 69363 | G-5 | CoreSite Real Estate SV9, L.P. | Petroleum Liquids | 37.3749 | -121.9692 | 3.5
2025-09 | ERCO | SMT Dallas BESS | 69365 | SMTD1 | SMT Dallas LLC | Batteries | 32.7772 | -96.665 | 10
2025-09 | ERCO | SME Mission II BESS | 69366 | SMTM2 | SMT Mission II LLC | Batteries | 26.1681 | -98.3245 | 10
2025-09 | MISO | Tinta Wita 5 MW Solar PV System | 69368 | PI01A | Tinta Wita Energy LLC | Solar Photovoltaic | 44.632 | -92.643 | 4.5
2025-09 | ISNE | NL MA - Copicut | 69386 | COPIC | Standard Solar | Solar Photovoltaic | 41.7726 | -71.0738 | 5
2025-09 | NYIS | O'Brien 1 | 69389 | 11098 | Generate Capital | Solar Photovoltaic | 42.4105 | -76.2185 | 5
2025-09 | NYIS | O'Brien 2 | 69390 | 11099 | Generate Capital | Solar Photovoltaic | 42.4105 | -76.2185 | 5
2025-09 | NYIS | Chenunda Creek | 69396 | 11185 | Generate Capital | Solar Photovoltaic | 42.0855 | -77.8191 | 2.4
2025-09 | PJM | Gougar | 69397 | 11148 | Generate Capital | Solar Photovoltaic | 41.3864 | -87.9972 | 2
2025-09 | NYIS | Green Haven | 69398 | 11151 | Generate Capital | Solar Photovoltaic | 41.5799 | -73.7108 | 3.2
2025-09 | NYIS | Independence North | 69400 | 11186 | Generate Capital | Solar Photovoltaic | 42.0746 | -77.7963 | 5
2025-09 | PJM | Jeffery | 69401 | 11173 | Generate Capital | Solar Photovoltaic | 41.0921 | -87.9844 | 5
2025-09 | NYIS | NSF Danby Site 1, LLC | 69409 | PV1 | NSF Energy Two, LLC | Solar Photovoltaic | 42.3521 | -76.4978 | 5
2025-09 | NYIS | NSF Danby Site 2, LLC | 69410 | PV1 | NSF Energy Two, LLC | Solar Photovoltaic | 42.3531 | -76.4936 | 5
2025-09 | ERCO | Snyder BESS | 69411 | 3005 | Snyder ESS Assets, LLC | Batteries | 32.7051 | -100.906 | 10
2025-09 | NYIS | NSF Danby Site 3, LLC | 69412 | PV1 | NSF Energy Two, LLC | Solar Photovoltaic | 42.3531 | -76.4936 | 3
2025-09 | ERCO | Sweetwater BESS | 69413 | 3006 | Sweetwater ESS Assets, LLC | Batteries | 32.4575 | -100.4437 | 10
2025-09 | ERCO | Westover BESS | 69415 | 3007 | Westover ESS Assets, LLC | Batteries | 31.8355 | -102.4435 | 10
2025-09 | ISNE | Bilton Solar | 69447 | BILT | Ecos Energy LLC | Solar Photovoltaic | 42.034 | -72.5051 | 2
2025-09 | ISNE | Ava Solar | 69448 | AVA | Ecos Energy LLC | Solar Photovoltaic | 42.2657 | -72.3151 | 4
2025-09 | ERCO | Crosby Clean Energy Center (BESS) | 69454 | CRBA1 | On Energy Storage | Batteries | 29.873 | -95.016 | 12
2025-09 | ERCO | Maverick Clean Energy Center (BESS) | 69456 | MABA1 | On Energy Storage | Batteries | 29.3645 | -95.2022 | 12
2025-09 | ERCO | Spencer Clean Energy Center (BESS) | 69459 | SPBA1 | On Energy Storage | Batteries | 29.66 | -95.1915 | 12
2025-09 | ERCO | Winmil Clean Energy Center (BESS) | 69460 | WIBA1 | On Energy Storage | Batteries | 29.2256 | -95.4297 | 12
2025-09 | MISO | Douglas (IA) | 69487 | DOUGL | OneEnergy, Inc. | Solar Photovoltaic | 43.3578 | -92.5939 | 2.5
2025-09 | MISO | Elk Mound (PV) | 69488 | ELKMO | OneEnergy, Inc. | Solar Photovoltaic | 44.9016 | -91.6136 | 2.5
2025-09 | PJM | Quakertown Solar Farm II | 69498 | QKTN2 | NJR Clean Energy Ventures Corporation | Solar Photovoltaic | 40.523 | -74.938 | 8.8
2025-09 | NYIS | NSF Union | 69505 | NSFU1 | NJR Clean Energy Ventures Corporation | Solar Photovoltaic | 42.13 | -76.076 | 5
2025-09 | NYIS | NSF Union | 69505 | NSFU2 | NJR Clean Energy Ventures Corporation | Solar Photovoltaic | 42.13 | -76.076 | 5
2025-09 | NYIS | NSF Union | 69505 | NSFU3 | NJR Clean Energy Ventures Corporation | Solar Photovoltaic | 42.13 | -76.076 | 4.8
2025-09 | ISNE | 0 Middle | 69544 | BA108 | Madison Energy Investments LLC | Batteries | 41.6901 | -70.0088 | 1.5
2025-09 | ISNE | 0 Middle | 69544 | SP108 | Madison Energy Investments LLC | Solar Photovoltaic | 41.6901 | -70.0088 | 2.5
2025-09 | ISNE | 15 Lincoln | 69545 | BA073 | Madison Energy Investments LLC | Batteries | 42.132 | -71.3025 | 0.5
2025-09 | ISNE | 15 Lincoln | 69545 | SP073 | Madison Energy Investments LLC | Solar Photovoltaic | 42.132 | -71.3025 | 1
2025-09 | ISNE | Broadhead | 69546 | SP136 | Madison Energy Investments LLC | Solar Photovoltaic | 44.5217 | -69.6744 | 4.9
2025-09 | PJM | Morristown Medical Center | 69547 | CHPS1 | Overlook Medical Center | Natural Gas Fired Combustion Turbine | 40.7899 | -74.4659 | 4.6
2025-09 | PJM | Dodson Creek Solar, LLC | 69550 | DODSN | Geronimo Power | Solar Photovoltaic | 39.1815 | -83.7675 | 117
2025-09 | CISO | Las Positas College | 69563 | LPC1 |  | Solar Photovoltaic | 37.7108 | -121.8001 | 2.3
2025-09 | ISNE | NL MA - Division | 69568 | DIVIB | Standard Solar | Batteries | 41.5628 | -71.0309 | 1
2025-09 | ISNE | NL MA - Division | 69568 | DIVIS | Standard Solar | Solar Photovoltaic | 41.5628 | -71.0309 | 1
2025-09 | ISNE | TJA MA Wakeby Road | 69569 | WAKEB | Standard Solar | Solar Photovoltaic | 41.667 | -70.453 | 5
2025-09 | NYIS | Cambridge Solar | 69571 | 11126 | Generate Capital | Solar Photovoltaic | 43.0787 | -73.3751 | 5
2025-09 | ERCO | Non-PLD US-El Paso - BSSAT004 | 69576 | BS004 | Prologis Logistics Services Incorporated BESS | Batteries | 31.8404 | -102.7264 | 9.9
2025-09 | ISNE | MEVS Waterhouse | 69581 | 75503 |  | Solar Photovoltaic | 45.5855 | -70.3978 | 2
2025-09 | MISO | Marvin Composites | 69583 | DSL |  | Petroleum Liquids | 46.8993 | -96.8595 | 1
2025-09 | MISO | Marvin Composites | 69583 | NGNE |  | Natural Gas Internal Combustion Engine | 46.8993 | -96.8595 | 0.5
2025-09 | MISO | Marvin Composites | 69583 | NGNW |  | Natural Gas Internal Combustion Engine | 46.8993 | -96.8595 | 0.5
2025-09 | MISO | Marvin Composites | 69583 | NGSE |  | Natural Gas Internal Combustion Engine | 46.8993 | -96.8595 | 0.5
2025-09 | PJM | Pekin Community High School | 69587 | SOLAR |  | Solar Photovoltaic | 40.4615 | -89.6208 | 1.4
2025-09 | PJM | MCCo BESS Generating Facility | 69593 | B020 | The Medical Center Company | Petroleum Liquids | 41.3026 | -81.3604 | 1.8
2025-09 | PJM | MCCo BESS Generating Facility | 69593 | B021 | The Medical Center Company | Petroleum Liquids | 41.3026 | -81.3604 | 1.8
2025-09 | PJM | CZ Solar Warren, LLC | 69604 | CZ444 |  | Solar Photovoltaic | 39.411 | -84.32 | 19.9
2025-09 | MISO | Rice Lake II | 69617 | RLII | Onsite Partners, LLC | Solar Photovoltaic | 45.5258 | -91.7562 | 2.8
2025-09 | NYIS | Winema Solar Partners | 69618 | WISP1 |  | Solar Photovoltaic | 43.0867 | -75.5916 | 5
2025-09 | NYIS | Rose Hill Road Solar 2 - Spafford 2 | 69623 | SPAF2 |  | Solar Photovoltaic | 42.87 | -76.34 | 2
2025-09 | NYIS | Rose Hill Road Solar 1 - Spafford 1 | 69624 | SPAF1 |  | Solar Photovoltaic | 42.87 | -76.34 | 5