## Cover
Exhibit R
Page 1 of
Witness: Jim Adkins
BLUE GRASS ENERGY
COOPERATIVE
CASE NO, 2014-00339
COST OF SERVICE STUDY
October 2014 - Mary Elizabeth Purvis & James Adkins

## 1TestYr
TEST YEAR EXPENSES
1
2 | [5 empty] | Purchased | Total
3 | Acct | Description | Actual |  | GTCCs | Power | Amount of |  | Adjusted
4 | No. |  | Test Year |  | Adjustment | Adjustment | Adjusments |  | Test Year
5 | [5 empty] | (a)
6 | 555 | Purchased Power
7 |  | Demand Charges | [6 empty] | 13020019
|  | Metering Point & Substations Charges | [6 empty] | 1321044
8 |  | Energy Charges |  |  |  |  | 0 |  | 44259636 |  | 75910446 | 31650810
9 |  | Renewable Resource Energy |  |  |  |  | 0 |  | 4430
|  | WellHeads | [6 empty] | 146741.2
10 |  | Total Purchased Power | 66412945.2 |  |  | -7661075 | 0 |  | 58751870.2 | 58605129
11
12 | 580 | Operations Supv & Eng | 87147.95 | [5 empty] | 87147.95
| 581 | Load Dispatching | 0 | [5 empty] | 0
13 | 582 | Station Expense | 24929.3 | [5 empty] | 24929.3
14 | 583 | Overhead Line Exp. | 1885386.22 | [5 empty] | 1885386.22
15 | 584 | Underground Line Exp | 56910.7 | [5 empty] | 56910.7
16 | 585 | Street Lights | 0 | [5 empty] | 0
17 | 586 | Meter Expense | 1606798.54 | [5 empty] | 1606798.54
18 | 587 | Consumer Installations | 181345.26 | [5 empty] | 181345.26
19 | 588 | Misc. Distribution Exp | 1025553.47 | [5 empty] | 1025553.47
20 | 589 | Rents | 0 |  |  | 0 |  |  | 0
21 |  | Total Dist. Operations | 4868071.44 |  |  | 0 | 0 | 0 | 4868071.44 | 4868071.44
22
23 | 590 | Maint Supv & Eng | 0 | [5 empty] | 0
24 | 592 | Maint of Station Equip | 0 | [5 empty] | 0
25 | 593 | Maint. Overhead Lines | 5660659.83 |  |  |  | 0 |  | 5660659.83
26 | 594 | Maint of Underground Lines | 5730.59 | [5 empty] | 5730.59
27 | 595 | Maint Line Transformers | 16590.86 | [5 empty] | 16590.86
28 | 596 | Maint of Street Lights | 23457.92 | [5 empty] | 23457.92
29 | 597 | Maintenance of Meters | 0 | [5 empty] | 0
30 | 598 | Maint Misc Distrib Plant | 245520.58 | [5 empty] | 245520.58
31 |  | Total Dist. Maint. | 5951959.78 |  |  | 0 | 0 | 0 | 5951959.78 | 5951959.78 | 0
32 | [8 empty] | 0
33 | 901 | Supervision | 75527.05 | [5 empty] | 75527.05
34 | 902 | Meter Reading Expense | 37553.07 | [5 empty] | 37553.07
35 | 903 | Cons Recds & Collections | 3111177.71 | [5 empty] | 3111177.71
36 | 904 | Uncollectible Accounts | -104074.25 |  |  | 0 |  |  | -104074.25
37 |  | Total Consumer Accts | 3120183.58 |  |  | 0 | 0 | 0 | 3120183.58 | 3120183.58
38 | [8 empty] | 0
39 | 907 | Customer Information | 3544.27 | [5 empty] | 3544.27
40 | 908 | Customer Accounting | 252729.74 | [5 empty] | 252729.74
41 | 909 | Consumer Information | 36750.88 | [5 empty] | 36750.88
42 | 910 | Mis. Customer Information | 370042.32 | [5 empty] | 370042.32
43 | 912 | Key Accounts Expneses | 0 | [5 empty] | 0
| 913 | Advertising | 148618.07
44 |  | Total Customer Serv. | 811685.28 |  |  | 0 | 0 | 0 | 811685.28 | 663067.21
45 | [8 empty] | 0
46 | 920 | Administrative Salaries | 2116841.28 | [5 empty] | 2116841.28
47 | 921 | Office Supplies | 744250 |  |  | 0 |  |  | 744250
48 | 923 | Outside Services | 118341.33 | [5 empty] | 118341.33
49 | 924 | Property Ins | 0 |  |  | 0 |  |  | 0
50 | 925 | Injuries & Damages | 26498.25 | [5 empty] | 26498.25
51 | 926 | Employ Pensions & Benef | 154467.56 | [5 empty] | 154467.56
52 | 928 | Regulatory Exp | 16364.41 | [5 empty] | 16364.41
53 | 929 | Duplicate Charges | -84878.35 | [5 empty] | -84878.35
54 | 930 | Misc General Exp | 877135.16 | [5 empty] | 877135.16
55 | 931 | Rents | 22200 | [5 empty] | 22200
56 | 935 | Maintenance of Gen. Plant | 583633.94 | [5 empty] | 583633.94
57 |  | Total Admin & General | 4574853.58 |  | 0 | 0 | 0 |  | 4574853.58 | 4574853.58 | 0 | -1072744.58
58 | [8 empty] | 0
59 | 403.6 | Deprec. Distribution Plant | 7662550.58 | [5 empty] | 7662550.58
60 | 403.7 | Deprec. General Plant | 593330.59 | [5 empty] | 593330.59
| 407 | Amort of Prop Loasses and Undercovery | 470772
61 |  | Total Depreciation | 8726653.17 |  |  | 0 | 0 |  | 8726653.17 | 8255881.17
62 | [8 empty] | 0
63 | 408.71 | PSC Assessment & Sales Taxes | 120557.14 | [5 empty] | 120557.14
64 | 408.5 | Miscellaneous Amortization | 0 | [5 empty] | 0
65 | 425-426 | Contributions | 80896.15 | [5 empty] | 80896.15
66 |  | Total Miscellaneous | 201453.29 |  | 0 | 0 | 0 |  | 201453.29 | 201453.29
67 | [8 empty] | 0
68 | 427.1 | Interest - RUS Constuc | 1391391.58 | [5 empty] | 1391391.58
69 | 427.2 | Interest - CFC | 1390363.23 |  |  | 0 |  |  | 1390363.23
70 | 427.4 | Interest - FFB | 2621589.44 | [5 empty] | 2621589.44
71 |  | Total Interest on LTD | 5403344.25 |  |  | 0 | 0 |  | 5403344.25 | 5403344.25
72
73 | 431 | Other Interest Expense | 54021.35 |  |  |  | 0 |  | 54021.35
74 | [5 empty] | 0 |  |  | 0
75 |  |  | 0 |  |  |  | 0 |  | 0
76 |  | Total ST Interest | 54021.35 |  |  | 0 | 0 |  | 54021.35 | 54021.35
77 | [8 empty] | 0
78 |  | Total Costs | 100125170.92 | 0 | 0 | -7661075 | 0 | 0 | 92464095.92 | 91697964.65 | 766131.27 | 91697964.65
79 |  | Margin Requirements | 3617966 |  |  | 0 | 0 |  | 3617966 | 3617966
80 |  | Total Revenue Require. | 103743136.92 | 0 | 0 | -7661075 | 0 | 0 | 96082061.92 | 95315930.65 | 0
81
82 |  | Less; Misc Income | [6 empty] | 0
83 | 450 | Forfeited Discounts | 1124919.16 | [5 empty] | 1124919.16
84 | 451 | Misc Service Revenue | 326809.63 |  |  |  | 0 |  | 326809.63
85 | 452 | Return Check Charge | 0 | [5 empty] | 0
86 | 454 | Rent from Electric Prop. | 915266.04 |  |  |  | 0 |  | 915266.04
| 456 | Other Electric Revenue | 233945.2 | [5 empty] | 233945.2
87 |  | Total Misc Income | 2600940.03 |  |  | 0 | 0 |  | 2600940.03 | 2600940.03
88 | [8 empty] | 0
89 |  | Less: Other Income | [6 empty] | 0
90 | 415 | Net Revenue from Merchandising | 8776.37 | [5 empty] | 8776.37
| 416 | Cost of Merchandising | -4727.27 | [5 empty] | -4727.27
| 417 | Revenue fron Non-utility Operations | 14340 | [5 empty] | 14340
| 418 | Revenue from Non-operating rentals | 124271.41 | [5 empty] | 124271.41
91 | 419 | Interest Income | 161289.52 | [5 empty] | 161289.52 |  | 424466
92 | 421 | Misc. Non-operating Income | -113681.75 | [5 empty] | -113681.75
| 423 | G&T Capital Credits | 4358338.56 |  | -4358338.56 |  |  |  | 0
93 | 424 | Other Capital Credits | 150928.4 |  |  |  | 0 |  | 150928.4 |  | 3729639
94 |  | Total Other Income | 4699535.24 |  | -4358338.56 | 0 | 0 |  | 341196.68 | 341196.68 | 2942136.71
95 | [8 empty] | 0 |  | 787502.29
96 |  | Revenue Requirements | [6 empty] | 0
97 |  | from Rates | 96442661.65 | 0 | 4358338.56 | -7661075 | 0 |  | 93139925.21 | 92373793.94
98
99 |  | TIER | 1.6696
|  | Cash Working Capital | 19326753.66
2415844.2075
2942136.71
| 583 |  | 1496188.48 |  |  |  | 594
| 583.1 |  | 95416.52 | 27870 |  |  | 594.1 |  | 77.01
| 583.2 |  | 47753.1 | [5 empty] | 138283.86
|  |  | 1639358.1 | [5 empty] | 138360.87
| 586 |  | 1188664.67 |  |  |  | 920
| 586.1 |  | 24669.51 |  |  |  | 920.1 |  | 38767.07
| 586.2 |  | 9071.12 |  |  |  | 920.2 |  | 27000
| 586.3 |  | 2664.54 | [5 empty] | 4632.08
|  |  | 1225069.84 | [5 empty] | 70399.15
|  |  |  | 32120 |  |  | 921
| 588 |  | 816588.29 |  |  |  | 921.2
| 588.1 |  | 230213.02 |  |  |  | 921.4 |  | 279600
|  |  | 1046801.31 |  |  |  | 921.5 |  | 85798.04
[7 empty] | 921.7 |  | 13450
1740
| 593 |  | 1056170.58 | [5 empty] | 380588.04
| 593.1 |  | 351000.08 |  |  |  | 930
| 593.2 |  | 1832599.6 |  |  |  | 930.2
| 593.4 |  | 82801.45 |  |  |  | 930.3 |  | 13707.82
| 593.5 |  | 89191.42 |  |  |  | 930.4 |  | 13609.33
| 593.6 |  | 60558.81 | [5 empty] | 98.49
3472321.94
[7 empty] | 932.1 |  | 19554.82
[7 empty] | 935 |  | 9009.16
10545.66
493.06
42202.03
122.45
44482.13
87299.67
Note on C108: Marybeth Purvis: sum of line 22,24,25,26 and 27 on Form 7

## 1TestYr_adj
TEST YEAR EXPENSES
[5 empty] | Payroll |  |  | Retirement |  |  |  |  | G&T | Purchased | Total
Acct | Description | Actual |  | Wages | Taxes | Depreciaton | Interest | & Security | Property |  | Administrative | Other | Capital Credits | Power | Amount of |  | Adjusted
No. |  | Test Year |  | Adjustment | Adjustment | Adjustment | Adjustment | Adjustment | Taxes | Donations | & General | Income | Adjustment | Adjustment | Adjusments |  | Test Year
(a)
555 | Purchased Power
| Demand Charges | [12 empty] | 51687.0963 | 51687.0963 |  | 18577420.3863 | 18577420.3863 | 18525733.29
| Metering Point & Substations Charges | [12 empty] | 57024 | 57024 |  | 1545492 | 1545492 | 1488468
| Energy Charges | [12 empty] | -269797.2177 | -269797.2177 |  | 63975165.8192 | 63975165.8192 | 64244963.0369 | 75910446 | 11935280.1808
| Renewable Resource Energy | [12 empty] | 0 | 0 |  | 6455.25 | 6455.25 | 6455.25
| By Thru and Metering Point Charges | [12 empty] | 0 | 0 |  | 0 | 0 | 0
| Total Purchased Power | 96070322 | [11 empty] | -11965788.5445 | -11965788.5445 |  | 84104533.4555 | 84104533.4555 | 84265619.5769
580 | Operations Supv & Eng | 234904.52 |  | 941.7445 | 165.7638 |  |  | 751.5389 | [6 empty] | 1859.0473 |  | 236763.5673
581 | Load Dispatching | 0 | [12 empty] | 0 |  | 0 |  | -161086.1214
582 | Station Expense | 50572.11 |  | 202.7462 | 35.687 |  |  | 161.7973 | [6 empty] | 400.2305 |  | 50972.3405
583 | Overhead Line Exp. | 1260597.81 |  | 5053.8028 | 889.5594 |  |  | 4033.0783 | [6 empty] | 9976.4405 |  | 1270574.2505
584 | Underground Line Exp | 120534.27 |  | 483.2282 | 85.0568 |  |  | 385.6299 | [6 empty] | 953.9149 |  | 121488.1849
585 | Street Lights | 26089.27 |  | 104.5933 | 18.4103 |  |  | 83.4684 | [6 empty] | 206.4719 |  | 26295.7419
586 | Meter Expense | 517709.94 |  | 2075.5263 | 365.3297 |  |  | 1656.329 | [6 empty] | 4097.185 |  | 521807.125
587 | Consumer Installations | 305880.98 |  | 1226.2929 | 215.8494 |  |  | 978.6166 | [6 empty] | 2420.7589 |  | 308301.7389
588 | Misc. Distribution Exp | 181456.8 |  | 727.4698 | 128.0477 | 846.4975 |  | 580.5416 | 16382.1681 | [5 empty] | 18664.7246 |  | 200121.5246
589 | Rents | 0 | [11 empty] | 0 |  |  | 0
| Total Dist. Operations | 2697745.7 |  | 10815.404 | 1903.704 | 846.4975 | 0 | 8631 | 16382.1681 |  |  |  |  | 0 | 38578.7736 | 0 | 2736324.4736 |  | 2736324.4736
590 | Maint Supv & Eng | 304733.87 |  | 1738.44 | 305.9965 |  |  | 1387.2974 | [6 empty] | 3431.7339 |  | 308165.6039
592 | Maint of Station Equip | 149.99 |  | 0.85566 | 0.15061 |  |  | 0.68283 | [6 empty] | 1.6891 |  | 151.6791
593 | Maint. Overhead Lines | 4813064.56 |  | 27457.4797 | 4833.0062 |  |  | 21911.4212 | [6 empty] | 54201.9071 |  | 4867266.4671
594 | Maint of Underground Lines | 302434.81 |  | 1725.3244 | 303.6879 |  |  | 1376.831 | [6 empty] | 3405.8433 |  | 305840.6533
595 | Maint Line Transformers | 16801.08 |  | 95.8465 | 16.8707 |  |  | 76.4867 | [6 empty] | 189.2039 |  | 16990.2839
596 | Maint of Street Lights | 195353.39 |  | 1114.4483 | 196.1628 |  |  | 889.3441 | [6 empty] | 2199.9552 |  | 197553.3452
597 | Maintenance of Meters | 193445.15 |  | 1103.5622 | 194.2466 |  |  | 880.6568 | [6 empty] | 2178.4657 |  | 195623.6157
598 | Maint Misc Distrib Plant | 349101.35 |  | 1991.5468 | 350.5478 | 1513.4122 |  | 1589.2799 | [6 empty] | 5444.7867 |  | 354546.1367
| Total Dist. Maint. | 6175084.2 |  | 35227.5036 | 6200.669 | 1513.4122 | 0 | 28112 | [5 empty] | 0 | 71053.5849 | 0 | 6246137.7849 |  | 6246137.7849 | 0
0
901 | Supervision | 140605.04 |  | 1185.2476 | 208.6247 | 388.8801 |  | 945.861 | [6 empty] | 2728.6135 |  | 143333.6535
902 | Meter Reading Expense | 100208.98 |  | 844.724 | 148.6865 |  |  | 674.1136 | [6 empty] | 1667.5241 |  | 101876.5041
903 | Cons Recds & Collections | 2281826.67 |  | 19234.9406 | 3385.6926 |  |  | 15350.0254 | [6 empty] | 37970.6586 |  | 2319797.3286
904 | Uncollectible Accounts | 340357.45 | [11 empty] | 0 | 0 |  | 340357.45
| Total Consumer Accts | 2862998.14 |  | 21264.9122 | 3743.0038 | 388.8801 |  | 16970 | 0 |  |  |  |  | 0 | 42366.7962 | 0 | 2905364.9362 |  | 2905364.9362
907 | Customer Information | 0 |  | 0 | 0 |  |  | 0 | [6 empty] | 0 |  | 0
908 | Customer Accounting | 944348.21 |  | 16145.418 | 2841.8816 |  |  | 12883.8528 | [6 empty] | 31871.1523 |  | 976219.3623
909 | Consumer Information | 0 |  | 0 | 0 | 321.1882 |  | 0 | [6 empty] | 321.1882 |  | 321.1882
910 | Mis. Customer Information | 0 |  | 0 | 0 |  |  | 0 | [6 empty] | 0 |  | 0
912 | Key Accounts Expneses | -11863.33 |  | -202.8261 | -35.701 |  |  | -161.8528 | [6 empty] | -400.3799 |  | -12263.7099
913 | Advertising | 60695.81 | [12 empty] | 0 |  | 60695.81
| Total Customer Serv. | 993180.69 |  | 15942.5919 | 2806.1805 | 321.1882 |  | 12722 | [5 empty] | 0 | 31791.9607 | 0 | 1024972.6507 |  | 1024972.6507
920 | Administrative Salaries | 2590524.33 |  | 30679.8323 | 5400.1977 |  |  | 24482.7818 | [6 empty] | 60562.8118 |  | 2651087.1418
921 | Office Supplies | 388751.32 | [11 empty] | 0 | 0 |  | 388751.32
923 | Outside Services | 131999.24 | [12 empty] | 0 |  | 131999.24
924 | Property Ins | 0 | [11 empty] | 0 | 0 |  | 0
925 | Injuries & Damages | 0 | [12 empty] | 0 |  | 0
926 | Employ Pensions & Benef | 0 |  | 0 | 0 |  |  | 0 | [6 empty] | 0 |  | 0
928 | Regulatory Exp | 135353.92 | [12 empty] | 0 |  | 135353.92
929 | Duplicate Charges | -140016.4 | [12 empty] | 0 |  | -140016.4
930 | Misc General Exp | 889238.28 |  | 10531.3357 | 1853.7029 |  |  | 8404.1005 | 506.665 |  | -92292 |  |  |  | -70996.1959 |  | 818242.0841
931 | Rents | 0 | [12 empty] | 0 |  | 0
935 | Maintenance of Gen. Plant | 408862.49 |  | 4842.1983 | 852.3133 | 551.938 |  | 3864.1178 | [6 empty] | 10110.5674 |  | 418973.0574
| Total Admin & General | 4404713.18 |  | 46053.3663 | 8106.2139 | 551.938 | 0 | 36751 | 506.665 |  | -92292 |  | 0 | 0 | -322.8167 |  | 4404390.3633 |  | 4404390.3633 | -9.3132e-10
[17 empty] | 0 | .
403.6 | Deprec. Distribution Plant | 7774404.46 |  |  |  | 116920.8669 | [8 empty] | 116920.8669 |  | 7891325.3269
403.7 | Deprec. General Plant | 478637.41 |  |  |  | 14331.137 | [8 empty] | 14331.137 |  | 492968.547
407 | Amort of Prop Losses and Undercovery | 0 | [12 empty] | 0 |  | 0
| Total Depreciation | 8253041.87 |  |  |  | 131252.0039 | [7 empty] | 0 | 131252.0039 |  | 8384293.8739 |  | 8384293.8739
0
408.71 | PSC Assessment & Sales Taxes | 160.49 | [12 empty] | 0 |  | 160.49
408.5 | Miscellaneous Amortization | 0 | [12 empty] | 0 |  | 0
425-426 | Contributions | 23097.76 | [7 empty] | -2987 |  |  |  |  | -2987 |  | 20110.76
| Total Miscellaneous | 23258.25 | [7 empty] | -2987 |  |  | 0 | 0 | -2987 |  | 20271.25 |  | 20271.25
0
427.1 | Interest - RUS Constuc | 3128862.98 | [12 empty] | 0 |  | 3128862.98
427.2 | Interest - CFC | 655206.95 | [11 empty] | 0 | 0 |  | 655206.95
427.4 | Interest - FFB | 435252.82 |  |  |  |  | 482472 | [7 empty] | 482472 |  | 917724.82
| Total Interest on LTD | 4219322.75 |  |  |  |  | 482472 | [6 empty] | 0 | 482472 |  | 4701794.75 |  | 4701794.75
431 | Other Interest Expense | 2878.86 | [12 empty] | 0 |  | 2878.86
[14 empty] | 0 |  |  | 0
|  | 0 | [12 empty] | 0 |  | 0
| Total ST Interest | 2878.86 | [11 empty] | 0 | 0 |  | 2878.86 |  | 2878.86
0
| Total Costs | 125702545.64 | 0 | 129303.7781 | 22759.7713 | 134873.92 | 482472 | 103186 | 16888.833 | -2987 | -92292 |  | 0 | -11965788.5445 | -11171583.242 | 0 | 114530962.398 |  | 114530962.398 | 0 | 114530962.398
| Margin Requirements | 4219323 |  |  |  |  | 482472 | [6 empty] | 0 | 482472 |  | 4701795 |  | 4701795
| Total Revenue Require. | 129921868.64 | 0 | 129303.7781 | 22759.7713 | 134873.92 | 964944 | 103186 | 16888.833 | -2987 | -92292 |  | 0 | -11965788.5445 | -10689111.242 | 0 | 119232757.398 |  | 119232757.398 | 0
| Less; Misc Income | [15 empty] | 0
450 | Forfeited Discounts | 1385477.75 | [14 empty] | 1385477.75
451 | Misc Service Revenue | 233075.17 | [12 empty] | 0 |  | 233075.17
452 | Return Check Charge | 0 | [14 empty] | 0
454 | Rent from Electric Prop. | 1330885.12 | [12 empty] | 0 |  | 1330885.12
456 | Other Electric Revenue | 85029.09 | [9 empty] | 181397 |  |  | 181397 |  | 266426.09
| Total Misc Income | 3034467.13 |  |  |  |  | 0 |  |  |  |  | 181397 |  | 0 | 181397 |  | 3215864.13 |  | 3215864.13
Less: Other Income
415 | Net Revenue from Merchandising | 163037.09 | [14 empty] | 163037.09
416 | Cost of Merchandising | -114546.33 | [14 empty] | -114546.33
417 | Revenue fron Non-utility Operations | 0 | [14 empty] | 0
418 | Revenue from Non-operating rentals | 0 | [14 empty] | 0
419 | Interest Income | 260388.91 | [14 empty] | 260388.91 |  |  | 424466
421 | Misc. Non-operating Income | 37513.89 | [14 empty] | 37513.89 |  | 86004.65
423 | G&T Capital Credits | 7776965.04 | [10 empty] | -7776965.04 |  | -7776965.04 |  | 0
424 | Other Capital Credits | 171272.45 | [12 empty] | 0 |  | 171272.45 |  |  | 3729639
| Total Other Income | 8294631.05 | [9 empty] | 0 | -7776965.04 | 0 | -7776965.04 |  | 517666.01 |  | 517666.01 | 3733530.14
[17 empty] | 0 |  |  | -3891.14
| Revenue Requirements | [15 empty] | 0
| from Rates | 118592770.46 | 0 | 129303.7781 | 22759.7713 | 134873.92 | 964944 | 103186 | 16888.833 | -2987 | -92292 | -181397 | 7776965.04 | -11965788.5445 | -3093543.202 |  | 115499227.258 |  | 115499227.258 | 0
115399470
| TIER | 2 | [16 empty] | -99757.258
| Cash Working Capital | 17133721.91
2141715.2388
3733530.14
583 |  | 1496188.48 | [12 empty] | 594
583.1 |  | 95416.52 | 27870 | [11 empty] | 594.1 |  | 77.01
583.2 |  | 47753.1 | [14 empty] | 138283.86
|  | 1639358.1 | [14 empty] | 138360.87
586 |  | 1188664.67 | [12 empty] | 920
586.1 |  | 24669.51 | [12 empty] | 920.1 |  | 38767.07
586.2 |  | 9071.12 | [12 empty] | 920.2 |  | 27000
586.3 |  | 2664.54 | [14 empty] | 4632.08
|  | 1225069.84 | [14 empty] | 70399.15
|  |  | 32120 | [11 empty] | 921
588 |  | 816588.29 | [12 empty] | 921.2
588.1 |  | 230213.02 | [12 empty] | 921.4 |  | 279600
|  | 1046801.31 | [12 empty] | 921.5 |  | 85798.04
[15 empty] | 921.7 |  | 13450
1740
593 |  | 1056170.58 | [14 empty] | 380588.04
593.1 |  | 351000.08 | [12 empty] | 930
593.2 |  | 1832599.6 | [12 empty] | 930.2
593.4 |  | 82801.45 | [12 empty] | 930.3 |  | 13707.82
593.5 |  | 89191.42 | [12 empty] | 930.4 |  | 13609.33
593.6 |  | 60558.81 | [14 empty] | 98.49
3472321.94
[15 empty] | 932.1 |  | 19554.82
[15 empty] | 935 |  | 9009.16
10545.66
493.06
42202.03
122.45
44482.13
87299.67
Note on D54: Marybeth Purvis: Key accounts 912.50 was added here
Note on M62: Marybeth Purvis: sum of directior's fee, misc, professional and rate case fees
Note on D88: Marybeth Purvis: LT Interest
Note on I88: Marybeth Purvis: LT interest adj
Note on C108: Marybeth Purvis: sum of line 22,24,25,26 and 27 on Form 7
Note on S111: Marybeth Purvis: Must equal base rates proposed test year on income statement

## 1.1TYAdj.
[15 empty] | Wages & | Payroll | FAS |  | Health
|  |  |  | Wages & | Payroll | FAS |  | Health | [6 empty] | Salaries | Tax | 106 | Retirement | Insurance
|  |  |  | Salaries | Tax | 106 | Retirement | Insurance |  |  |  |  | Amount | Percent | Adj. | Adj. | Adj. | Adj. | Adj. | Total
|  | Amount | Percent | Adj. | Adj. | Adj. | Adj. | Adj. |  | Total | 580 | Supervision, operations | 234904.52 | 8.707% | 941.7445 | 165.7638 | 0 | 751.5389 | 0 | 1859.0473
580 | Supervision, operations | 234904.52 | 1.449% | 1873.0238 | 329.6856 | 0 | 1494.696 | 0 |  | 3697.4054 | 582 | Station | 50572.11 | 1.875% | 202.7462 | 35.687 | 0 | 161.7973 | 0 | 400.2305
582 | Station | 50572.11 | 0.3119% | 403.2394 | 70.9773 | 0 | 321.79 | 0 |  | 796.0068 | 583 | Overhead line | 1260597.81 | 46.73% | 5053.8028 | 889.5594 | 0 | 4033.0783 | 0 | 9976.4405
583 | Overhead line | 1260597.81 | 7.774% | 10051.4445 | 1769.2335 | 0 | 8021.1759 | 0 |  | 19841.8539 | 584 | Underground Lines | 120534.27 | 4.468% | 483.2282 | 85.0568 | 0 | 385.6299 | 0 | 953.9149
584 | Undergound Lines | 120534.27 | 0.7433% | 961.0865 | 169.1684 | 0 | 766.9588 | 0 |  | 1897.2137 | 585 | Street Light Expense | 26089.27 | 0.9671% | 104.5933 | 18.4103 | 0 | 83.4684 | 0 | 206.4719
585 | Street Lighting | 26089.27 | 0.1609% | 208.0242 | 36.616 | 0 | 166.0059 | 0 |  | 410.646 | 586 | Meter | 517709.94 | 19.19% | 2075.5263 | 365.3297 | 0 | 1656.329 | 0 | 4097.185
586 | Meter | 517709.94 | 3.192% | 4127.9881 | 726.5995 | 0 | 3294.1851 | 0 |  | 8148.7727 | 587 | Installations | 305880.98 | 11.34% | 1226.2929 | 215.8494 | 0 | 978.6166 | 0 | 2420.7589
587 | Installations | 305880.98 | 1.886% | 2438.9585 | 429.3002 | 0 | 1946.3187 | 0 |  | 4814.5774 | 588 | Miscellaneous distribution | 181456.8 | 6.726% | 727.4698 | 128.0477 | 0 | 580.5416 | 0 | 1436.0591
588 | Miscellaneous distribution | 181456.8 | 1.119% | 1446.8556 | 254.6724 | 0 | 1154.6085 | 0 |  | 2856.1364 |  |  | 2697745.7 | 100% | 10815.404 | 1903.704 | 0 | 8631 | 0 | 21350.1081
590 | Supervision, maintenance | 304733.87 | 1.879% | 2429.8119 | 427.6902 | 0 | 1939.0197 | 0 |  | 4796.5218 |  |  |  |  | 10815.404 | 1903.704 | 0 | 8631 | 0 | 21350.1081
592 | Maintenance Station Equip | 149.99 | 0.0009249% | 1.196 | 0.21051 | 0 | 0.95439 | 0 |  | 2.3608
593 | Maintenance | 4813064.56 | 29.68% | 38377.2294 | 6755.0769 | 0 | 30625.4995 | 0 |  | 75757.8057 | 590 | Supervision, maintenance | 304733.87 | 4.935% | 1738.44 | 305.9965 | 0 | 1387.2974 | 0 | 3431.7339
594 | Underground | 302434.81 | 1.865% | 2411.4802 | 424.4635 | 0 | 1924.3908 | 0 |  | 4760.3346 | 592 | Maintenance Station Equip | 149.99 | 0.002429% | 0.85566 | 0.15061 | 0 | 0.68283 | 0
595 | Transformers | 16801.08 | 0.1036% | 133.9643 | 23.5801 | 0 | 106.9052 | 0 |  | 264.4496 | 593 | Maintenance | 4813064.56 | 77.94% | 27457.4797 | 4833.0062 | 0 | 21911.4212 | 0 | 54201.9071
596 | Street lights | 195353.39 | 1.205% | 1557.6608 | 274.1761 | 0 | 1243.0324 | 0 |  | 3074.8692 | 594 | Underground | 302434.81 | 4.898% | 1725.3244 | 303.6879 | 0 | 1376.831 | 0 | 3405.8433
597 | Meters | 193445.15 | 1.193% | 1542.4453 | 271.4979 | 0 | 1230.8903 | 0 |  | 3044.8335 | 595 | Transformers | 16801.08 | 0.2721% | 95.8465 | 16.8707 | 0 | 76.4867 | 0 | 189.2039
598 | Miscellaneous maintenance | 349101.35 | 2.153% | 2783.5784 | 489.9594 | 0 | 2221.3297 | 0 |  | 5494.8675 | 596 | Street lights | 195353.39 | 3.164% | 1114.4483 | 196.1628 | 0 | 889.3441 | 0 | 2199.9552
901 | Supervision | 140605.04 | 0.867% | 1121.1219 | 197.3374 | 0 | 894.669 | 0 |  | 2213.1283 | 597 | Meters | 193445.15 | 3.133% | 1103.5622 | 194.2466 | 0 | 880.6568 | 0 | 2178.4657
902 | Meter reading | 100208.98 | 0.6179% | 799.0217 | 140.6421 | 0 | 637.6291 | 0 |  | 1577.2929 | 598 | Miscellaneous maintenance | 349101.35 | 5.653% | 1991.5468 | 350.5478 | 0 | 1589.2799 | 0 | 3931.3744
903 | Consumer records | 2281826.67 | 14.07% | 18194.2678 | 3202.5157 | 0 | 14519.2487 | 0 |  | 35916.0322 |  |  | 6175084.2 | 100% | 35227.5036 | 6200.669 | 0 | 28112 | 0 | 69540.1726
907 | Supervision, Customer service | 0 | 0% | 0 | 0 | 0 | 0 | 0 |  | 0 |  |  |  |  | 35227.5036 | 6200.669 | 0 | 28112 | 0
908 | Consumer accounting | 944348.21 | 5.823% | 7529.8113 | 1325.3811 | 0 | 6008.8817 | 0 |  | 14864.0741
909 | Consumer information | 0 | 0% | 0 | 0 | 0 | 0 | 0 |  | 0 | 901 | Supervision | 140605.04 | 5.574% | 1185.2476 | 208.6247 | 0 | 945.861 | 0 | 2339.7334
910 | Misc customer information | 0 | 0% | 0 | 0 | 0 | 0 | 0 |  | 0 | 902 | Meter reading | 100208.98 | 3.972% | 844.724 | 148.6865 | 0 | 674.1136 | 0 | 1667.5241
912 | Key Accounts Expenses | -11863.33 | -0.07316% | -94.5929 | -16.65 | 0 | -75.4863 | 0 |  | -186.7292 | 903 | Consumer records | 2281826.67 | 90.45% | 19234.9406 | 3385.6926 | 0 | 15350.0254 | 0 | 37970.6586
920 | Administrative | 2590524.33 | 15.97% | 20655.6852 | 3635.769 | 0 | 16483.49 | 0 |  | 40774.9442 |  |  | 2522640.69 | 100% | 21264.9122 | 3743.0038 | 0 | 16970 | 0 | 41977.9161
926 | Emp Pensions & Benefits | 0 | 0% | 0 | 0 | 0 | 0 | 0 |  | 0 |  |  |  |  | 21264.9122 | 3743.0038 | 0 | 16970 | 0
930 | Miscellaneous | 889238.28 | 5.484% | 7090.3893 | 1248.035 | 0 | 5658.2176 | 0 |  | 13996.6419
935 | Maintenance general plant | 408862.49 | 2.521% | 3260.0871 | 573.8335 | 0 | 2601.5894 | 0 |  | 6435.51 | 907 | Supervision, Customer service | 0 | 0% | 0 | 0 | 0 | 0 | 0 | 0
[11 empty] | 908 | Consumer accounting | 944348.21 | 101.3% | 16145.418 | 2841.8816 | 0 | 12883.8528 | 0 | 31871.1523
| Total | 16216580.57 | 100% | 129303.7781 | 22759.7713 | 0 | 103186 | 0 | 255250.5495 | 255249.5495 | 909 | Consumer information | 0 | 0% | 0 | 0 | 0 | 0 | 0 | 0
[11 empty] | 910 | Misc Customer Info | 0 | 0% | 0 | 0 | 0 | 0 | 0 | 0
|  |  | 1 | 129303.7781 | 22759.7713 | 0 | 103186 | 0 |  | 255249.5495 | 912 | Key Accounts expenses | -11863.33 | -1.272% | -202.8261 | -35.701 | 0 | -161.8528 | 0 | -400.3799
[13 empty] | 932484.88 | 100% | 15942.5919 | 2806.1805 | 0 | 12722 | 0 | 31470.7725
[15 empty] | 15942.5919 | 2806.1805 | 0 | 12722 | 0 | 31470.7725
[11 empty] | 920 | Administrative | 2590524.33 | 66.62% | 30679.8323 | 5400.1977 | 0 | 24482.7818 | 0 | 60562.8118
[11 empty] | 926 | Employee Benefits | 0 | 0% | 0 | 0 | 0 | 0 | 0 | 0
[11 empty] | 930 | Miscellaneous | 889238.28 | 22.87% | 10531.3357 | 1853.7029 | 0 | 8404.1005 | 0 | 20789.1391
[11 empty] | 935 | Maintenance general plant | 408862.49 | 10.51% | 4842.1983 | 852.3133 | 0 | 3864.1178 | 0 | 9558.6294
[13 empty] | 3888625.1 | 100% | 46053.3663 | 8106.2139 | 0 | 36751 | 0 | 90910.5802
[15 empty] | 46053.3663 | 8106.2139 | 0 | 36751 | 0 | 90910.5802
[12 empty] | Total | 16216580.57 |  | 129303.7781 | 22759.7713 | 0 | 103186 | 0 | 255249.5495
[15 empty] | 129303.7781 | 22759.7713 | 0 | 103186 | 0 | 255249.5495

## 2 Functionalization2
|  | Expenses |  |  |  | FUNCTIONALIZATION | [10 empty] | FOOTNOTES
Consumer
Acct | Description | Actual | Adjust | Adjusted |  | Puchased |  |  | Trans- |  |  | Services & | Security | Street |  | Alloc.
No. |  | Test Year | ments | Test Year |  | Power | Stations | Lines | formers | Services | Meters | Accounting | Lighting | Lighting | Total | Basis
555 | Purchased Power | 0 | 0
| Demand Charges | 14211359 | 1465107 | 18577420.3863 |  | 18577420.3863 | [8 empty] | 18577420.3863 |  |  | 1 | Line Expenses are Allocated between Lines and Services Based on Plant Investment.
| Metering Point & Substations Charges |  |  | 1545492 |  | 1545492 | [8 empty] | 1545492 | [6 empty] | $$$ | %
| Energy Charges | 2758291 | -2758291 | 63975165.8192 |  | 63975165.8192 | [8 empty] | 63975165.8192 |  |  |  | Poles and Conductor |  |  | 122687775.76 | 80.52%
| Renewable Resource Energy | 16969650 | -1293184 | 6455.25 |  | 6455.25 | [8 empty] | 6455.25 |  |  |  | Services |  |  | 29677466.41 | 19.48%
| By Thru and Metering Point Charges | 19727941 | -4051475 | 0 |  | 0 | [8 empty] | 0 |  |  |  | Total |  |  | 152365242.17 | 100%
| Total Purchased Power |  |  | 84104533.4555 |  | 84104533.4555 | [8 empty] | 84104533.4555 | DA | [11 empty] | Miscell.
|  | 76777.74 | #REF! | [11 empty] | 0 |  |  | 2 | Allocation of Dist. Oper. Supervision & Miscellaneous Expenses |  |  |  |  | Actual | % |  | Superv | Exp. | Rents
580 | Operations Supv & Eng | 0 | #REF! | 236763.5673 |  |  | 5248.4067 | 115416.2636 | 0 | 27918.5295 | 53728.2771 | 0 | 31744.5287 | 2707.5616 | 236763.5673 | 2 |  |  | Stations |  |  |  |  | 50972.3405 | 2.217% |  | 5248.4067 | 4436.1519 | 0
581 | Load Dispatching | 189903.91 | #REF! | 0 |  |  | 0 | [7 empty] | 0 | DA |  |  | Lines |  |  |  |  | 1120918.6654 | 48.75% |  | 115416.2636 | 97554.1926 | 0
582 | Station Expense | 0 | #REF! | 50972.3405 |  |  | 50972.3405 | [7 empty] | 50972.3405 | DA |  |  | Transformers |  |  |  |  | 0 | 0% |  | 0 | 0 | 0
583 | Overhead Line Exp. | 425701.01 | #REF! | 1270574.2505 |  |  |  | 1023093.7615 |  | 247480.489 |  |  |  |  | 1270574.2505 | 1 |  |  | Services |  |  |  |  | 271143.7699 | 11.79% |  | 27918.5295 | 23597.7974 | 0
584 | Underground Line Exp |  |  | 121488.1849 |  |  |  | 97824.904 |  | 23663.2809 |  |  |  |  | 121488.1849 | 1 |  |  | Meters |  |  |  |  | 521807.125 | 22.69% |  | 53728.2771 | 45413.1726 | 0
585 | Street Lights | 42228.91 | #REF! | 26295.7419 | [9 empty] | 26295.7419 | 26295.7419 | DA |  |  | Cunsumer Services & Acct |  |  |  |  | 0 | 0% |  | 0 | 0 | 0 |  | 0
586 | Meter Expense | 164691.06 | #REF! | 521807.125 | [6 empty] | 521807.125 |  |  |  | 521807.125 | DA |  |  | Security Lighting |  |  |  |  | 308301.7389 | 13.41% |  | 31744.5287 | 26831.6767 | 0
587 | Consumer Installations | 0 | 0 | 308301.7389 | [7 empty] | 0 | 308301.7389 | 0 | 308301.7389 | DA |  |  | Street Lighting |  |  |  |  | 26295.7419 | 1.144% |  | 2707.5616 | 2288.5335 | 0
588 | Misc. Distribution Exp | 899302.63 | #REF! | 200121.5246 |  |  | 4436.1519 | 97554.1926 | 0 | 23597.7974 | 45413.1726 | 0 | 26831.6767 | 2288.5335 | 200121.5246 | 2
589 | Rents |  |  | 0 | [10 empty] | 0 | DA | [7 empty] | 2299439.3817 | 100% |  | 236763.5673 | 200121.5246 | 0 | 2736324.4736
| Total Dist. Operations |  |  | 2736324.4736 |  |  | 60656.8992 | 1333889.1217 | 0 | 322660.0968 | 620948.5747 | 0 | 366877.9443 | 31291.8369 | 2736324.4736 | [11 empty] | 236763.5673 | 200121.5246 | 0
|  | 75345.47 | #REF! | [14 empty] | 3 | Allocation of Dist. Maint. Supervision & Miscellaneous Expenses |  |  |  |  | Actual | % |  | Superv | Misc. Exp.
590 | Maint Supv & Eng | 3408.56 | #REF! | 308165.6039 |  |  | 8.3716 | 229905.9724 | 937.7434 | 55612.9307 | 10797.0392 |  | 0 | 10903.5466 | 308165.6039 | 3 |  |  | Stations |  |  |  |  | 151.6791 | 0.002717% |  | 8.3716 | 9.6316
592 | Maint of Station Equip | 777628.88 | #REF! | 151.6791 |  |  | 151.6791 | [7 empty] | 151.6791 | DA |  |  | Lines |  |  |  |  | 4165497.3098 | 74.6% |  | 229905.9724 | 264508.0219
593 | Maint. Overhead Lines | 0 | 0 | 4867266.4671 |  |  |  | 3919227.8264 |  | 948038.6408 |  |  |  |  | 4867266.4671 | 1 |  |  | Transformers |  |  |  |  | 16990.2839 | 0.3043% |  | 937.7434 | 1078.8787
594 | Maint of Underground Lines | 52902.09 | #REF! | 305840.6533 |  |  |  | 246269.4835 |  | 59571.1698 |  |  |  |  | 305840.6533 | 1 |  |  | Services |  |  |  |  | 1007609.8106 | 18.05% |  | 55612.9307 | 63982.9672
595 | Maint Line Transformers | 0 | 0 | 16990.2839 |  |  |  |  | 16990.2839 | [5 empty] | 16990.2839 | DA |  |  | Meters |  |  |  |  | 195623.6157 | 3.504% |  | 10797.0392 | 12422.0499
596 | Maint of Street Lights | 1001 | #REF! | 197553.3452 | [9 empty] | 197553.3452 | 197553.3452 | DA |  |  | Cunsumer Services & Acct |  |  |  |  | 0 | 0% |  | 0 | 0
597 | Maintenance of Meters | 72405.6 | #REF! | 195623.6157 | [6 empty] | 195623.6157 |  |  |  | 195623.6157 | DA |  |  | Security Lighting |  |  |  |  | 0 | 0% |  | 0 | 0
598 | Maint Misc Distrib Plant |  |  | 354546.1367 |  |  | 9.6316 | 264508.0219 | 1078.8787 | 63982.9672 | 12422.0499 | 0 | 0 | 12544.5873 | 354546.1367 | 3 |  |  | Street Lighting |  |  |  |  | 197553.3452 | 3.538% |  | 10903.5466 | 12544.5873
| Total Dist. Maint. |  |  | 6246137.7849 |  | 0 | 169.6823 | 4659911.3042 | 19006.906 | 1127205.7085 | 218842.7048 | 0 | 0 | 221001.479 | 6246137.7849 | [8 empty] | 5583426.0443 | 100% |  | 308165.6039 | 354546.1367 |  | 6246137.7849
|  | 0 | [12 empty] | 0 | [11 empty] | 308165.6039 | 354546.1367
901 | Supervision | 57203.53 |  | 143333.6535 | [7 empty] | 143333.6535 |  |  | 143333.6535 | DA |  | 4 | General Plant Allocation Comes From the Rate Base Schedule Line General Plant Percent
902 | Meter Reading Expense | 468226.83 | 35476 | 101876.5041 | [7 empty] | 101876.5041 |  |  | 101876.5041 | DA
903 | Cons Recds & Collections | 84000 |  | 2319797.3286 | [7 empty] | 2319797.3286 |  |  | 2319797.3286 | DA |  | 5 | Rate Base Allocation Comes from the Rate Base Schedule Line Rate Base Percent.
904 | Uncollectible Accounts | 609430.36 | 35476 | 340357.45 | [7 empty] | 340357.45 |  |  | 340357.45 | DA
| Total Consumer Accts |  |  | 2905364.9362 | [7 empty] | 2905364.9362 |  |  | 2905364.9362 |  |  | 6 | Depreciation Expense Allocation Comes from the Distribution Plant Percent in Rate Base
|  | 0 | [12 empty] | 0
907 | Customer Information | 84141.05 | 8826 | 0 | [7 empty] | 0 |  |  | 0 | DA
908 | Customer Accounting | 960 |  | 976219.3623 | [7 empty] | 976219.3623 |  |  | 976219.3623 | DA
909 | Consumer Information | 0 |  | 321.1882 | [7 empty] | 321.1882 |  |  | 321.1882 | DA
910 | Mis. Customer Information |  |  | 0 | [7 empty] | 0 |  |  | 0 | DA
912 | Key Accounts Expneses | 85101.05 | 8826 | -12263.7099 | [7 empty] | -12263.7099 |  |  | -12263.7099 | DA
913 | Advertising |  |  | 60695.81 | [7 empty] | 60695.81 |  |  | 60695.81 | DA
| Total Customer Serv. |  |  | 1024972.6507 | [7 empty] | 1024972.6507 |  |  | 1024972.6507
|  | 618796.41 | 13029.6669
920 | Administrative Salaries | 114229.51 | 2405.27 | 2651087.1418 |  |  | 12488.118 | 1230568.6938 | 3902.2493 | 297667.4803 | 172414.9595 | 806925.4975 | 75322.5801 | 51797.5632 | 2651087.1418 | 7 | [8 empty] | Consumer
921 | Office Supplies | 61723.83 | 1299.6859 | 388751.32 |  |  | 1831.2383 | 180448.6909 | 572.2198 | 43649.4991 | 25282.6631 | 118326.3075 | 11045.1867 | 7595.5146 | 388751.32 | 7 |  | 7 | Admin & General Expense Allocation except General Plant |  |  | Trans- |  |  | Services & | Security | Street
923 | Outside Services | 0 | 0 | 131999.24 |  |  | 621.791 | 61270.7631 | 194.2954 | 14821.0448 | 8584.6456 | 40177.3109 | 3750.357 | 2579.0322 | 131999.24 | 7 |  | Acct. | Description | Stations | Lines | formers | Services | Meters | Accounting | Lighting | Lighting | Total
924 | Property Ins | 32598.94 | 686.4185 | 0 |  |  | 0 | 0 | 0 | 0 | 0 | 0 | 0 | 0 | 0 | 7
925 | Injuries & Damages | -382.05 | -8.0446 | 0 |  |  | 0 | 0 | 0 | 0 | 0 | 0 | 0 | 0 | 0 | 7 |  | 580 | Operations Supv & Eng | 5248.4067 | 115416.2636 | 0 | 27918.5295 | 53728.2771 | 0 | 31744.5287 | 2707.5616 | 236763.5673
926 | Employ Pensions & Benef | 0 | 0 | 0 |  |  | 0 | 0 | 0 | 0 | 0 | 0 | 0 | 0 | 0 | 7 |  | 581 | Load Dispatching | 0 |  | 0 |  | 0 | 0 | 0 | 0 | 0
928 | Regulatory Exp | -1303.9 | -27.4555 | 135353.92 |  |  | 637.5934 | 62827.9221 | 199.2333 | 15197.7125 | 8802.8191 | 41198.3927 | 3845.6701 | 2644.5767 | 135353.92 | 7 |  | 582 | Station Expense | 50972.3405 |  | 0 |  | 0 | 0 | 0 | 0 | 50972.3405
929 | Duplicate Charges | 275697.1 | 5805.2072 | -140016.4 |  |  | -659.5563 | -64992.1294 | -206.0962 | -15721.2218 | -9106.0462 | -42617.5366 | -3978.1403 | -2735.6733 | -140016.4 | 7 |  | 583 | Overhead Line Exp. | 0 | 1023093.7615 | 0 | 247480.489 |  | 0 | 0 | 0 | 1270574.2505
930 | Misc General Exp | 21502.5 | 452.7667 | 818242.0841 |  |  | 3854.3824 | 379807.6181 | 1204.4058 | 91873.2755 | 53214.8391 | 249052.6963 | 23247.8608 | 15987.006 | 818242.0841 | 7 |  | 584 | Underground Line Exp | 0 | 97824.904 | 0 | 23663.2809 |  | 0 | 0 | 0 | 121488.1849
931 | Rents | 30085.05 | 633.4849 | 0 |  |  | 0 | 0 | 0 | 0 | 0 | 0 | 0 | 0 | 0 | 7 |  | 585 | Street Lights | 0 | 0 | 0 | 0 | 0 | 0 |  | 26295.7419 | 26295.7419
935 | Maintenance of Gen. Plant | 1152947.39 | 24277 | 418973.0574 |  |  | 1973.5998 | 194476.8695 | 616.7045 | 47042.8348 | 27248.151 | 127525.0585 | 11903.8455 | 8185.994 | 418973.0574 | 4 |  | 586 | Meter Expense | 0 | 0 | 0 |  | 521807.125 | 0 | 0 | 0 | 521807.125
| Total Admin & General |  |  | 4404390.3633 |  | 0 | 20747.1666 | 2044408.4281 | 6483.0118 | 494530.6252 | 286442.0314 | 1340587.7269 | 125137.36 | 86054.0133 | 4404390.3633 |  |  | 587 | Consumer Installations |  |  | 0 |  |  | 0 | 308301.7389 | 0 | 308301.7389
|  | 1202310.72 | 506486 | [14 empty] | 588 | Misc. Distribution Exp | 4436.1519 | 97554.1926 | 0 | 23597.7974 | 45413.1726 | 0 | 26831.6767 | 2288.5335 | 200121.5246
403.6 | Deprec. Distribution Plant | 64164.72 | -6844 | 7891325.3269 |  |  | 73622.2299 | 4776054.1731 | 1270681.1451 | 1155299.9997 | 287690.4462 | 0 | 210962.5695 | 117014.7635 | 7891325.3269 | 6 |  | 589 | Rents | 0 | 0 | 0 |  |  |  |  | 0 | 0
403.7 | Deprec. General Plant | 1266475.44 | 499642 | 492968.547 |  |  | 2322.1603 | 228823.7347 | 725.6216 | 55351.1437 | 32060.4897 | 150047.4593 | 14006.2023 | 9631.7352 | 492968.547 | 4 |  |  |  | 60656.8992 | 1333889.1217 | 0 | 322660.0968 | 620948.5747 | 0 | 366877.9443 | 31291.8369 | 2736324.4736
407 | Amort of Prop Losses and Undercovery |  |  | 0 |  |  | 0 | 0 | 0 | 0 | 0 | 0 | 0 | 0 | 0
| Total Depreciation |  |  | 8384293.8739 |  |  | 75944.3902 | 5004877.9079 | 1271406.7667 | 1210651.1433 | 319750.936 | 150047.4593 | 224968.7718 | 126646.4987 | 8384293.8739 |  |  | 590 | Maint Supv & Eng | 8.3716 | 229905.9724 | 937.7434 | 55612.9307 | 10797.0392 | 0 | 0 | 10903.5466 | 308165.6039
|  | 21911 | [15 empty] | 592 | Maint of Station Equip | 151.6791 | 0 | 0 | 0 | 0 | 0 |  | 0 | 151.6791
408.71 | PSC Assessment & Sales Taxes |  |  | 160.49 | [13 empty] | 593 | Maint. Overhead Lines | 0 | 3919227.8264 | 0 | 948038.6408 | 0 | 0 | 0 | 0 | 4867266.4671
408.5 | Miscellaneous Amortization | 7670.71 | -7471 | 0 | [13 empty] | 594 | Maint of Underground Lines | 0 | 246269.4835 | 0 | 59571.1698 | 0 | 0 | 0 | 0 | 305840.6533
425-426 | Contributions | 29581.71 | -7471 | 20110.76 | [13 empty] | 595 | Maint Line Transformers | 0 | 0 | 16990.2839 | 0 | 0 | 0 | 0 | 0 | 16990.2839
| Total Miscellaneous |  |  | 20271.25 |  |  | 185.7659 | 12166.2811 | 3148.2372 | 2942.9533 | 759.7783 | 221.0852 | 543.1402 | 304.0088 | 20271.25 | 5 |  | 596 | Maint of Street Lights | 0 | 0 | 0 | 0 | 0 | 0 | 0 | 197553.3452 | 197553.3452
|  | 334909.24 | [15 empty] | 597 | Maintenance of Meters | 0 | 0 | 0 | 0 | 195623.6157 | 0 | 0 | 0 | 195623.6157
427.1 | Interest - RUS Constuc | 301500 |  | 3128862.98 | [13 empty] | 598 | Maint Misc Distrib Plant | 9.6316 | 264508.0219 | 1078.8787 | 63982.9672 | 12422.0499 | 0 | 0 | 12544.5873 | 354546.1367
427.2 | Interest - CFC | 372800 |  | 655206.95 | [14 empty] | Total Dist. Maint. | 169.6823 | 4659911.3042 | 19006.906 | 1127205.7085 | 218842.7048 | 0 | 0 | 221001.479 | 6246137.7849
427.4 | Interest - FFB | 1009209.24 | 73120 | 917724.82
| Total Interest on LTD |  |  | 4701794.75 |  | 0 | 43087.2861 | 2821895.8604 | 730214.7164 | 682600.3576 | 176226.0136 | 51279.3855 | 125978.1058 | 70513.0245 | 4701794.75 | 5 |  | 901 | Supervision | [5 empty] | 143333.6535 |  |  | 143333.6535
|  | 32877.12 | [15 empty] | 902 | Meter Reading Expense | [5 empty] | 101876.5041 |  |  | 101876.5041
431 | Other Interest Expense | 26952.1 |  | 2878.86 | [13 empty] | 903 | Cons Recds & Collections | [5 empty] | 2319797.3286 |  |  | 2319797.3286
| Total ST Interest |  |  | 2878.86 |  |  | 26.3819 | 1727.8175 | 447.1029 | 417.9491 | 107.9014 | 31.3978 | 77.1351 | 43.1744 | 2878.86 | 5 |  | 904 | Uncollectible Accounts | [5 empty] | 340357.45 |  |  | 340357.45
|  | #REF! | #REF! | 0 | [14 empty] | Total Consum Accts | [5 empty] | 2905364.9362 |  |  | 2905364.9362
| Total Costs | 1009209.24 | 73120 | 114530962.398 |  | 84104533.4555 | 200817.5722 | 15878876.7208 | 2030706.7411 | 3841008.8339 | 1623077.9401 | 5472504.6417 | 843582.4572 | 535854.0357 | 114530962.398
| Margin Requirements | #REF! | #REF! | 4701795 |  | 0 | 43087.2884 | 2821896.0104 | 730214.7553 | 682600.3939 | 176226.023 | 51279.3883 | 125978.1125 | 70513.0283 | 4701795 | 5 |  | 907 | Customer Information | [5 empty] | 0 |  |  | 0
| Total Revenue Require. |  |  | 119232757.398 |  | 84104533.4555 | 243904.8606 | 18700772.7312 | 2760921.4963 | 4523609.2278 | 1799303.9631 | 5523784.0299 | 969560.5697 | 606367.064 | 119232757.398 |  |  | 908 | Customer Accounting | [5 empty] | 976219.3623 |  |  | 976219.3623
[5 empty] | 0 | [12 empty] | 909 | Consumer Information | [5 empty] | 321.1882 |  |  | 321.1882
[15 empty] | 119232757.398 |  |  | 910 | Mis. Customer Information | [5 empty] | 0 |  |  | 0
|  |  |  | -23150695.478 | [13 empty] | 912 | Key Accounts Expneses | [5 empty] | -12263.7099 |  |  | -12263.7099 |  | 1024972.6507
[18 empty] | 913 | Advertising | [5 empty] | 60695.81 |  |  | 60695.81
[19 empty] | Total Customer Serv. | [5 empty] | 1024972.6507 |  |  | 1024972.6507 |  | 12912799.8454
12912800.8454
[19 empty] | Total all Expenses | 60826.5815 | 5993800.4258 | 19006.906 | 1449865.8053 | 839791.2795 | 3930337.5869 | 366877.9443 | 252293.316 | 12912799.8454 |  | -3.7253e-09
[19 empty] | Functions as % of Total | 0.4711% | 46.42% | 0.1472% | 11.23% | 6.504% | 30.44% | 2.841% | 1.954% | 100%
[7 empty] | 17.67% | 15.09% | 26.45% | 15.09% | 9.794% | 0.9283% | 12.99% | 11.63% | 3.943%
0 | Less; Misc Income |  |  | 0
0 | Forfeited Discounts | 1124919.16 | 0 | 1124919.16 | [10 empty] | 30426428.9425
450 | Misc Service Revenue |  |  | 326809.63
451 | Return Check Charge |  |  | 0
452 | Rent from Electric Prop. |  |  | 915266.04
454 | Total Misc Income |  |  | 2600940.03
0 |  | 249793.5 |  | 0 | [14 empty] | Misc. Distribution Exp
0 | Less: Other Income | 70175.22 |  | 0 | [14 empty] | #REF!
0 | Net Revenue from Merchandising | 282821.45 | 10755 | 8776.37 | [14 empty] | Uncollectible Accounts
415 | Interest Income | 1080 | 15537 | 161289.52 | [14 empty] | Key Accounts Expneses
419 | Misc. Non-operating Income | 603870.17 | 26292 | -113681.75
421 | Other Capital Credits |  |  | 150928.4
424 | Total Other Income |  |  | 341196.68
0 | 0 |  |  | 0
0 | Revenue Requirements | 48706.6 |  | 0
0 | from Rates | 21071.33 |  | 116290620.688
0
0 |  | 79170.52 |  | 0
0 | TIER | 148948.45 |  | 2.32
0 | 0 |  |  | 2.32
0 | Cash Working Capital |  |  | 0
0 | 0 | #REF! | #REF! | 31101322.0969
85189298.5911

## 2.1 SummaryFunc.
Consumer
| Purchased | [5 empty] | Services & | Security | Street
Expense | Power | Stations | Lines | Transformers | Services | Meters | Accounting | Lighting | Lighting | Total
Purchased Power | 84104533.4555 | [8 empty] | 84104533.4555
Distibution Operations |  | 60656.8992 | 1333889.1217 | 0 | 322660.0968 | 620948.5747 | 0 | 366877.9443 | 31291.8369 | 2736324.4736
Distribution Maintenance |  | 169.6823 | 4659911.3042 | 19006.906 | 1127205.7085 | 218842.7048 | 0 | 0 | 221001.479 | 6246137.7849
Consumer Accounts |  | 0 | 0 | 0 | 0 | 0 | 2905364.9362 | 0 | 0 | 2905364.9362
Customer Service |  | 0 | 0 | 0 | 0 | 0 | 1024972.6507 | 0 | 0 | 1024972.6507
Administative & General |  | 20747.1666 | 2044408.4281 | 6483.0118 | 494530.6252 | 286442.0314 | 1340587.7269 | 125137.36 | 86054.0133 | 4404390.3633
Depreciation |  | 75944.3902 | 5004877.9079 | 1271406.7667 | 1210651.1433 | 319750.936 | 150047.4593 | 224968.7718 | 126646.4987 | 8384293.8739
Miscellaneous |  | 185.7659 | 12166.2811 | 3148.2372 | 2942.9533 | 759.7783 | 221.0852 | 543.1402 | 304.0088 | 20271.25
Interest on Long Term Debt |  | 43087.2861 | 2821895.8604 | 730214.7164 | 682600.3576 | 176226.0136 | 51279.3855 | 125978.1058 | 70513.0245 | 4701794.75
Short Term Interest |  | 26.3819 | 1727.8175 | 447.1029 | 417.9491 | 107.9014 | 31.3978 | 77.1351 | 43.1744 | 2878.86
Total Costs | 84104533.4555 | 200817.5722 | 15878876.7208 | 2030706.7411 | 3841008.8339 | 1623077.9401 | 5472504.6417 | 843582.4572 | 535854.0357 | 114530962.398
Margin Requirements | 0 | 43087.2884 | 2821896.0104 | 730214.7553 | 682600.3939 | 176226.023 | 51279.3883 | 125978.1125 | 70513.0283 | 4701795
Revenue Requirements | 84104533.4555 | 243904.8606 | 18700772.7312 | 2760921.4963 | 4523609.2278 | 1799303.9631 | 5523784.0299 | 969560.5697 | 606367.064 | 119232757.398
|  | 17.67% | [7 empty] | 114530962.398

## 2.22Rate Base
FUNCTIONALIZATION OF RATE BASE
Distribution Plant Balances
Consumer
| Plant | [8 empty] | & Accounting | Security | Street
| Account | Description |  | $$$$ | Stations | Lines | Transformers | Services | Meters | Services | Lighting | Lighting
1 | 301 | Organization |  | 0 |  | 0 | [7 empty] | 0
2 | 389 | Land and Land Rights |  |  |  | 0 | [7 empty] | 0
3 | 362 | Station Equipment |  | 1891215.49 | 1891215.49 | [8 empty] | 1891215.49
4 | 364 | Poles, Towers & Fixtures |  | 57805699.04 |  | 57805699.04 | [7 empty] | 57805699.04
5 | 365 | Overhead Conductor & Devices |  | 50743403.6 |  | 50743403.6 | [7 empty] | 50743403.6
| 366 | Underground Conduit |  | 0 |  | 0
6 | 367 | Underground Conductor |  | 14138673.12 |  | 14138673.12 | [7 empty] | 14138673.12
7 | 368 | Line Transformers |  | 32641389.26 |  |  | 32641389.26 | [6 empty] | 32641389.26 |  | 370 | 450100.68
8 | 369 | Services |  | 29677466.41 |  |  |  | 29677466.41 | [5 empty] | 29677466.41 |  | 370.1 | 6940121.39
9 | 370 | Meters |  | 7390222.07 |  |  |  |  | 7390222.07 |  |  |  |  | 7390222.07 |  | 370.2
10 | 371 | Security Lights |  | 5419228.4 | [6 empty] | 5419228.4 |  |  | 5419228.4 |  | 370.3
11 | 373 | Street Lights |  | 3005887.4 | [7 empty] | 3005887.4 |  | 3005887.4 |  |  | 7390222.07
12 |  | Total Distribution Plant |  | 202713184.79 | 1891215.49 | 122687775.76 | 32641389.26 | 29677466.41 | 7390222.07 | 0 | 5419228.4 | 3005887.4 |  | 202713184.79
13 |  | Distibution Plant Percent |  | 100% | 0.933% | 60.52% | 16.1% | 14.64% | 3.646% | 0% | 2.673% | 1.483% |  | 100%
14 | [17 empty] | 108.7 | 2408194.73 |  | 108.6 | 16403586.46 | 108.54 | 2610145.73 | 108.8 | -150372.41
15 |  | Total General Plant |  | 17559200 | 82713.7508 | 8150543.7781 | 25846.1425 | 1971569.6018 | 1141972.5552 | 5344587.1215 | 498891.2767 | 343075.7734 |  | 17559200 |  |  |  | 108.71 | 220990.02 |  | 108.61 | 11845341.58 | 108.55 | 3488.88 | 108.81
16 |  | General Plant Percent |  | 100% | 0.4711% | 46.42% | 0.1472% | 11.23% | 6.504% | 30.44% | 2.841% | 1.954% |  | 100% |  |  |  | 108.72 | 986635.75 |  | 108.62 | 3411482.43 | 108.56 | 7448.99 | 108.9
17 | [17 empty] | 108.73 | 1289079.92 |  | 108.63 | 7773861.45 | 108.57 | 292660.3
18 |  | Total Utility Plant |  | 220272384.79 | 1973929.2408 | 130838319.5381 | 32667235.4025 | 31649036.0118 | 8532194.6252 | 5344587.1215 | 5918119.6767 | 3348963.1734 |  | 220272384.79 |  |  |  | 108.74 | 273721.82 |  | 108.64 | 2889538.57 | 108.58 | 703827.15
19 |  | Utility Plant Percent |  | 100% | 0.8961% | 59.4% | 14.83% | 14.37% | 3.873% | 2.426% | 2.687% | 1.52% |  | 1 |  |  |  | 108.75 | 154309.72 |  | 108.65 | 2957191.24 | 108.59 | 1701892.74
20 | [17 empty] | 108.76 | 288227.84 |  | 108.66 | 6805979.43
21 |  | Accum. Depreciation | [15 empty] | 108.77 | 802207.07 |  | 108.67 | 332260.67
22 |  | Distribution Plant |  | 54621212.4 | 509589.3643 | 33058308.7904 | 8795245.6455 | 7996614.517 | 1991300.6142 | 0 | 1460214.9623 | 809938.5064 |  | 54621212.4 |  |  |  | 108.78 | 164796.08 |  | 108.68 | 1079865.53
23 |  | General Plant |  | 11977109.91 | 56418.9533 | 5559476.4372 | 17629.6237 | 1344805.3337 | 778938.1526 | 3645536.6633 | 340293.1599 | 234011.5863 |  | 11977109.91 | 66598322.31 | 57505856 |  | 108.79 | 69483.17 |  | 108.69 | 1272477.45
24 | [15 empty] | -9092466.31 |  |  | 6657646.12 |  |  | 54771584.81 |  | 5319463.79 |  | -150372.41 | 66598322.31
25 |  | Net Plant |  | 153674062.48 | 1407920.9232 | 92220534.3105 | 23854360.1333 | 22307616.1611 | 5761955.8585 | 1699050.4582 | 4117611.5545 | 2305013.0807 |  | 153674062.48
26 |  | Net Plant Percent |  | 100% | 0.9162% | 60.01% | 15.52% | 14.52% | 3.749% | 1.106% | 2.679% | 1.5% |  | 1 |  |  |  |  | CWIP |  | Cash Working capital |  | Materials and Supplies |  | Prepayments |  |  | Consumer Advances
27 | [13 empty] | 0 |  |  |  | 107.2 | 1731296.56 |  | 131.2 | 6023 | 154 | 1378197.09 | 165.12 | -4257.23 |  | 252 | -384769.68
28 |  | CWIP |  | 1731297 | 16152.1596 | 1047830.107 | 278777.8178 | 253464.0685 | 63117.1047 | 0 | 46283.5897 | 25672.1527 |  | 1731297 |  |  |  | 107.21 |  |  | 131.31 | 100 | 154.01 | -22171.72 | 165.14 | 179338 |  | 252.1
29 |  | Subtotal |  | 155405359.48 | 1424073.0828 | 93268364.4175 | 24133137.9511 | 22561080.2296 | 5825072.9632 | 1699050.4582 | 4163895.1442 | 2330685.2334 |  | 155405359.48 |  |  |  | 107.22 |  |  | 131.4 | 109067.99 | 154.1 | 14899.26 | 165.15 | 120.95
30 |  | Plus | [11 empty] | 0 |  |  |  | 107.3 |  |  | 131.85 | 53825.98 | 154.6 | 0 | 165.16 | -233.09
31 |  | Cash Working Capital |  | 205662.54 | 1884.61 | 123430.8057 | 31937.653 | 29857.2011 | 7708.8673 | 2248.5134 | 5510.4744 | 3084.4151 |  | 205662.54 |  |  |  | 107.31 |  |  | 131.9 | 28902 |  |  | 165.2 | 44674.16
32 |  | Materials & Supplies |  | 1370924.63 | 12562.6096 | 822776.6301 | 212893.0001 | 199024.9285 | 51386.4903 | 14988.3513 | 36732.2364 | 20560.3835 |  | 1370924.63 |  |  |  | 107.32 |  |  | 131.95 | 7743.57 |  |  | 165.21 | 10067
33 |  | Prepayments |  | 301267.41 | 2760.6951 | 180809.1991 | 46784.2807 | 43736.704 | 11292.4332 | 3293.7637 | 8072.0891 | 4518.2451 |  | 301267.41 |  |  |  |  | 1731296.56 |  | 131.16 | 0 |  |  | 165.22 | 3547.03
34 |  | Minus: Consumer Advances |  | -384769.68 | -3589.7141 | -232873.5364 | -61956.5862 | -56330.7674 | -14027.3726 | 0 | -10286.2317 | -5705.4717 |  | -384769.68 | [6 empty] | 131.17 | 0 |  |  | 165.23 | 12954.98
35 | [13 empty] | 0 | [6 empty] | 131.18 | 0 |  |  | 165.24 | 3167.28
36 |  | Net Investment Rate Base |  | 157667983.74 | 1444870.7115 | 94628254.5888 | 24486709.4712 | 22890029.8306 | 5909488.1267 | 1719581.0866 | 4224496.1757 | 2364553.7488 |  | 157667983.74 | [6 empty] | 131.19 | 0 |  |  | 165.25 | 3980.32
37 | [20 empty] | 131.2 |  |  |  | 165.26 | 35342.01
38 |  | Rate Base Percent |  | 100% | 0.9164% | 60.02% | 15.53% | 14.52% | 3.748% | 1.091% | 2.679% | 1.5% |  | 100% | [6 empty] | 131.21 | 0 |  |  | 165.27 | 12566
39 | [20 empty] | 131.22 | 0
40 | [20 empty] | 131.23 | 0
[18 empty] | Materials |  |  | 131.4 | 0
|  | CLASSIFICATION OF RATE BASE | [13 empty] | Prepayments |  | & Supplies |  |  | 135 | 0
[14 empty] | December 2012 | [6 empty] | 135.1 | 0
[5 empty] | Consumer | Demand | Energy | Lighting | [5 empty] | January 2013 | [6 empty] | 135.15 | 0
|  |  |  | Total | Related | Related | Related | Related |  |  | Total |  |  | February
March
| Stations |  |  | 1444870.7115 |  | 1444870.7115 |  |  | 1444870.7115 |  |  |  |  | April
| Lines |  |  | 94628254.5888 | 32178189.2811 | 62450065.3077 |  |  | 94628254.5888 |  |  |  |  | May | [7 empty] | 205662.54 |  | 1370924.63 |  | 301267.41 |  |  | -384769.68
| Transformers |  |  | 24486709.4712 | 5102078.6351 | 19384630.8361 |  |  | 24486709.4712 |  |  |  |  | June
| Services |  |  | 22890029.8306 | 22890029.8306 |  |  |  | 22890029.8306 |  |  |  |  | July
| Meters |  |  | 5909488.1267 | 5909488.1267 |  |  |  | 5909488.1267 |  |  |  |  | August
| Consumer & Accounting Services |  |  | 1719581.0866 | 1719581.0866 |  |  |  | 1719581.0866 |  |  |  |  | September
| Lighting |  |  | 6589049.9246 |  |  |  | 6589049.9246 | 6589049.9246 |  |  |  |  | October
|  |  |  | 157667983.74 | 67799366.9601 | 83279566.8553 | 0 | 6589049.9246 | 157667983.74 | 0 | 0 |  |  | November
December
[16 empty] | 0 |  | 0
[16 empty] | 0 |  | 0
ALLOCATION OF RATE BASE TO RATE CLASSES
[8 empty] | GS 1 | GS 1 | SC1 | SC2 | LP1 | LP2 | 0 | Total | B-2 | G-1 | Total
|  |  | Classi- |  |  |  |  | Residential | Residential | Gen Service | Gen Service | Large Power | Large Power | Outdoor | EKPC Sched | Large Indust. | Large Indust. | for All
|  | Function | fication |  |  | Amount |  | & Farm | & Farm TOD | 0-100 kW | 0-100 kW TOD | under 500 kW | over 500 kW | Lights | E Rates | Rate | Rate | Rate Classes
|  | Stations | Demand |  |  | 1444870.7115 |  | 1028717.2112 | 1237.0436 | 176869.6444 | 4760.8402 | 39949.982 | 56168.8659 | 16686.5565 | 1324390.1439 | 82441.8738 | 38038.6939 | 1444870.7115
|  | Lines | Consumer |  |  | 32178189.2811 |  | 30510053.5036 | 21903.6488 | 1472155.7622 | 24785.7078 | 32855.4732 | 13833.8834 | 99142.8313 | 32174730.8102 | 2882.059 | 576.4118 | 32178189.2811
|  | Lines | Demand |  |  | 62450065.3077 |  | 44463118.0583 | 53467.3832 | 7644643.0485 | 205772.5847 | 1726714.3463 | 2427725.4141 | 721224.7664 | 57242665.6015 | 3563294.8754 | 1644104.8308 | 62450065.3077
|  | Transformers | Consumer |  |  | 5102078.6351 |  | 4796894.4726 | 3443.7662 | 231457.3404 | 3896.8934 | 9279.2285 | 52819.4467 | 4287.4873 | 5102078.6351 | 0 | 0 | 5102078.6351
|  | Transformers | Demand |  |  | 19384630.8361 |  | 16616552.7092 | 14245.101 | 1565812.1211 | 16003.7554 | 390037.3134 | 619699.9972 | 162279.8387 | 19384630.8361 | 0 | 0 | 19384630.8361
|  | Services | Consumer |  |  | 22890029.8306 |  | 21267352.0428 | 15268.1676 | 1231417.8939 | 20732.5644 | 32005.5409 | 323253.6211 | 0 | 22890029.8306 | 0 | 0 | 22890029.8306
|  | Meters | Consumer |  |  | 5909488.1267 |  | 5068967.551 | 3639.0918 | 818155.1948 | 4117.9196 | 9571.0007 | 4029.895 | 0 | 5908480.6529 | 839.5615 | 167.9123 | 5909488.1267
|  | Consum. & Acct. Serives | Consumer |  |  | 1719581.0866 |  | 1552439.2836 | 1393.1508 | 117042.9997 | 1970.5752 | 4179.4525 | 1759.7695 | 33096.864 | 1711882.0952 | 5499.2795 | 2199.7118 | 1719581.0866
|  | Lighting | Lighting |  |  | 6589049.9246 | [7 empty] | 6589049.9246 | 6589049.9246 |  |  | 6589049.9246
[6 empty] | 157667983.74 |  | 125304094.8324 | 114597.353 | 13257554.0049 | 282040.8407 | 2244592.3375 | 3499290.8929 | 7625768.2688 | 152327938.5301 | 3654957.6493 | 1685087.5606 | 157667983.74 | 0 | 0
|  | Percent of Total | [5 empty] | 79.47% | 0.07268% | 8.409% | 0.1789% | 1.424%
[7 empty] | LP2 | B-2 | #REF! | G-1 | Total | #REF!
|  |  | Classi- |  |  |  | Large Power | Large Indust. | #REF! | Large Indust. | for All | #REF!
|  | Function | fication |  |  |  | over 500 kW | Rate | #REF! | Rate | Rate Classes | #REF!
|  | Stations | Demand |  |  |  | #VALUE! | #REF! | #VALUE! | #VALUE! | #VALUE! | #VALUE!
|  | Lines | Consumer |  |  |  | #REF! | #REF! | #REF! | #REF! | #REF! | #REF!
|  | Lines | Demand |  |  |  | 2427725.4141 | #REF! | #VALUE! | 3563294.8754 | 1644104.8308 | #REF!
|  | Transformers | Consumer |  |  |  | #REF! | #REF! | #REF! | #REF! | #REF! | #REF!
|  | Transformers | Demand |  |  |  | 619699.9972 | #REF! | 19384630.8361 | 0 | 0 | #REF!
|  | Services | Consumer |  |  |  | #REF! | #REF! | #REF! | #REF! | #REF! | #REF!
|  | Meters | Consumer |  |  |  | #REF! | #REF! | #REF! | #REF! | #REF! | #REF!
|  | Consum. & Acct. Serives | Consumer |  |  |  | #REF! | #REF! | #REF! | #REF! | #REF! | #REF!
|  | Lighting | Lighting | [7 empty] | 6589049.9246 | 6589049.9246
[7 empty] | #VALUE! | #REF! | #VALUE! | #VALUE! | #VALUE! | #VALUE!
[7 empty] | #VALUE! | #REF! | #VALUE! | #VALUE! | #VALUE! | #VALUE!
Note on E18: Marybeth Purvis: Matches Form 7 Part E
Note on E21: Marybeth Purvis: Matches Form 7 Part E=general + headquarters
Note on E24: Marybeth Purvis: Matches form 7. Note removed acct 389 to match
Note on E28: Marybeth Purvis: Sum matches Form 7 Bal Sheet line 4
Note on E34: Marybeth Purvis: Matches Balance Sheet Form 7 line 2.
Note on E38: Marybeth Purvis: Matches form 7 balance sheet line 23
Note on E39: Marybeth Purvis: Matches Form 7 balance sheet line 24

## 3Classific. Summary
SUMMARY OF CLASSIFICATION OF EXPENSES
|  | Consumer | Demand | Energy
|  | Related | Related | Related | Security | Street
|  | Costs | Costs | Costs | Lighting | Lighting | Total
| Purchased Power | 0 | 20122912.3863 | 63981621.0692 | 0 | 0 | 84104533.4555
| Stations |  | 243904.8606 |  |  |  | 243904.8606
| Lines | 6359168.3822 | 12341604.3489 | 0 | 0 | 0 | 18700772.7312
| Transformers | 575268.7431 | 2185652.7532 | 0 | 0 | 0 | 2760921.4963
| Services | 4523609.2278 | 0 | 0 | 0 | 0 | 4523609.2278
| Meters | 1799303.9631 | 0 |  | 0 | 0 | 1799303.9631
| Consumer Services | [5 empty] | 0
| & Accounting | 5523784.0299 | 0 | 0 |  |  | 5523784.0299
| Lighting |  |  |  | 969560.5697 | 606367.064 | 1575927.6337
|  | 18781134.3461 | 34894074.3491 | 63981621.0692 | 969560.5697 | 606367.064 | 119232757.398
0

## 3.2 Classific. 2
Consumer Related Costs
|  | Consumer | Demand |  |  |  |  | Consumer
| 2 | Related | Related |  |  |  |  | Services &
Expense | Lines | Costs | Costs | Total | Expense | Services | Meters | Accounting | Total
Purchased Power | 0 | 0 | 0 | 0 | Purchased Power | 0 | 0 | 0 | 0
Distibution Operations | 1333889.1217 | 453586.8999 | 880302.2218 | 1333889.1217 | Distibution Operations | 322660.0968 | 620948.5747 | 0 | 943608.6715 | 2736324.4736
Distribution Maintenance | 4659911.3042 | 1584595.5167 | 3075315.7874 | 4659911.3042 | Distribution Maintenance | 1127205.7085 | 218842.7048 | 0 | 1346048.4133 | 6246137.7849
Consumer Accounts | 0 | 0 | 0 | 0 | Consumer Accounts | 0 | 0 | 2905364.9362 | 2905364.9362 | 2905364.9362
Customer Service | 0 | 0 | 0 | 0 | Customer Service | 0 | 0 | 1024972.6507 | 1024972.6507 | 1024972.6507
Administative & General | 2044408.4281 | 695197.8736 | 1349210.5546 | 2044408.4281 | Administative & General | 494530.6252 | 286442.0314 | 1340587.7269 | 2121560.3835 | 4404390.3633
Depreciation | 5004877.9079 | 1701900.8683 | 3302977.0396 | 5004877.9079 | Depreciation | 1210651.1433 | 319750.936 | 150047.4593 | 1680449.5386 | 8384293.8739
Miscellaneous | 12166.2811 | 4137.1248 | 8029.1563 | 12166.2811 | Miscellaneous | 2942.9533 | 759.7783 | 221.0852 | 3923.8168 | 20271.25
Interest on Long Term Debt | 2821895.8604 | 959581.2532 | 1862314.6072 | 2821895.8604 | Interest on Long Term Debt | 682600.3576 | 176226.0136 | 51279.3855 | 910105.7568 | 4701794.75
Short Term Interest | 1727.8175 | 587.5416 | 1140.2759 | 1727.8175 | Short Term Interest | 417.9491 | 107.9014 | 31.3978 | 557.2483 | 2878.86
Total Costs | 15878876.7208 | 5399587.078 | 10479289.6428 | 15878876.7208 | Total Costs | 3841008.8339 | 1623077.9401 | 5472504.6417 | 10936591.4157
Margin Requirements | 2821896.0104 | 959581.3042 | 1862314.7062 | 2821896.0104 | Margin Requirements | 682600.3939 | 176226.023 | 51279.3883 | 910105.8052
Revenue Requirements | 18700772.7312 | 6359168.3822 | 12341604.3489 | 18700772.7312 | Revenue Requirements | 4523609.2278 | 1799303.9631 | 5523784.0299 | 11846697.2208
|  | Consumer | Demand |  |  |  | Outdoor | Street
| 3 | Related | Related |  |  | Stations | Lighting | Lighting | Total
Expense | Transformers | Costs | Costs | Total | Expense
Purchased Power | 0 | 0 | 0 | 0 | Purchased Power |  | 0
Distibution Operations | 0 | 0 | 0 | 0 | Distibution Operations | 60656.8992 | 366877.9443 | 31291.8369 | 458826.6804 | 398169.7813 | #REF!
Distribution Maintenance | 19006.906 | 3960.3006 | 15046.6055 | 19006.906 | Distribution Maintenance | 169.6823 | 0 | 221001.479 | 221171.1613 | 221001.479
Consumer Accounts | 0 | 0 | 0 | 0 | Consumer Accounts | 0 | 0 | 0 | 0 | 0
Customer Service | 0 | 0 | 0 | 0 | Customer Service | 0 | 0 | 0 | 0 | 0
Administative & General | 6483.0118 | 1350.8077 | 5132.2041 | 6483.0118 | Administative & General | 20747.1666 | 125137.36 | 86054.0133 | 231938.5398 | 211191.3733
Depreciation | 1271406.7667 | 264911.7599 | 1006495.0068 | 1271406.7667 | Depreciation | 75944.3902 | 224968.7718 | 126646.4987 | 427559.6607 | 351615.2705
Miscellaneous | 3148.2372 | 655.9703 | 2492.2669 | 3148.2372 | Miscellaneous | 185.7659 | 543.1402 | 304.0088 | 1032.9149 | 847.149
Interest on Long Term Debt | 730214.7164 | 152148.3688 | 578066.3476 | 730214.7164 | Interest on Long Term Debt | 43087.2861 | 125978.1058 | 70513.0245 | 239578.4164 | 196491.1303
Short Term Interest | 447.1029 | 93.1589 | 353.944 | 447.1029 | Short Term Interest | 26.3819 | 77.1351 | 43.1744 | 146.6914 | 120.3095
Total Costs | 2030706.7411 | 423120.3662 | 1607586.3749 | 2030706.7411 | Total Costs | 200817.5722 | 843582.4572 | 535854.0357 | 1580254.065 | 1379436.4929
Margin Requirements | 730214.7553 | 152148.3769 | 578066.3783 | 730214.7553 | Margin Requirements | 43087.2884 | 125978.1125 | 70513.0283 | 239578.4292 | 196491.1408
Revenue Requirements | 2760921.4963 | 575268.7431 | 2185652.7532 | 2760921.4963 | Revenue Requirements | 243904.8606 | 969560.5697 | 606367.064 | 1819832.4942 | 1575927.6337
|  | Energy | Demand
|  | Related | Related
|  | Costs | Costs
Purchased Power | 84104533.4555 | 63981621.0692 | 20122912.3863 | 84104533.4555
Lines |  |  |  | 18700772.7312
Transformers |  |  |  | 2760921.4963
Purchased Power |  |  |  | 84104533.4555
Consumer Related |  |  |  | 11846697.2208
Lighting |  |  |  | 969560.5697
Stations |  |  |  | 243904.8606
118626390.3341
606367.064

## 3.1 PlantClass.
ACCOUNT 364 - POLES
1. Actual Data
| Poles | Size | Investment | Number | Unit Cost
of Units
| 35' Pole and under | 35 | 6746445.02 | 35343 | 190.8849
| 40' -45' Pole | 42.5 | 27431997.1 | 55439 | 494.8141
| 50' Pole and over | 50 | 2445520.17 | 3477 | 703.342
0
| Subtotal |  | 36623962.29 | 94259
| All other items |  | 18763135.38
| Total Investment in Poles |  | 55387097.67
2. Determination of Demand and Consumer Related Investment
|  |  | Formula | Slope | Y intercept
| Linear Curve |  | y=mx+b | 34.1638 | -988.9482
| Use Actual Value to 35 foot poles |  |  |  | 190.8849
| Number of poles |  |  |  | 94259
| Consumer Related Investment |  |  |  | 17992619.7872
| Total Investment in poles |  |  |  | 55387097.67
| Percent Customer Related |  |  |  | 32.49%
| Percent Demand Related |  |  |  | 67.51%
| Data For Analysis |  | Relevant Data
| Used linear |  |  | Average Cost | Predicted
|  |  | Size of Pole | Per Unit | Cost
|  |  | 35 | 190.8849 | 206.7851
|  |  | 42.5 | 494.8141 | 463.0137
|  |  | 50 | 703.342 | 719.2422
LINEAR CURVE DATA
| Formula | y=mx+b
| SLOPE - m | Zero Intercept - b
| 34.1638 | -988.9482
REGRESSION LINE DATA
ACCOUNT 365 - CONDUCTOR
1. Actual Data
Number
| Conductor | Investment | of Units | Unit Cost | Amps
| #2 ACSR | 7377935.38 | 8599915 | 0.85791 | 180
| #4 ACSR | 2318726.88 | 13017732 | 0.17812 | 140
| #1/0 ACSR | 6432100.16 | 8842042 | 0.72745 | 230
| #2/0 ACSR | 62273.64 | 189062 | 0.32938 | 270
| #3/0 ACSR | 840195.76 | 1386287 | 0.60608 | 300
| #4/0 ACSR | 1944344.84 | 2590666 | 0.75052 | 340
| #6 ACWC | -22216.76 | -272425 | 0.081552 | 140 |  |  | #VALUE! | #VALUE!
| #8 ACWC | 193417.42 | 3115791 | 0.062077 | 100
| 336.4 MCM ACSR | 7416917.28 | 4989425 | 1.4865 | 530
| #556.1 ACSR | 189440.28 | 83755 | 2.2618 | 730 |  |  |  | #VALUE!
| SUBTOTAL | 26753134.88 | 42542250 | 0.62886
| All other OH Conductor Invest. | 16129443.12
| TOTAL | 42882578 |  | 0.62886
2. Demand and Consumer Investment Percents
Use linest Line
| Formula |  |  |  | y=b*m^x
| Intercept |  |  |  | 0.22619
| Slope |  |  |  | 1.0019
| Use zero intercept |  |  |  | 0.22619
| Amount of Conduit |  |  |  | 42542250
| Consumer Related Investment |  |  |  | 9622457.3506
| Total Investment in conductor |  |  |  | 26753134.88
| Percent Customer Related |  |  |  | 35.97%
| Percent Demand Related |  |  |  | 64.03%
Data for Analysis
| Conuctor | Per Unit Cost | Amp Size
| #4ACSR | 0.17812 | 140
| #2 ACSR | 0.85791 | 180
| 1/0 ACSR | 0.72745 | 230
| 3/0 ACSR | 0.60608 | 300
| #4/0 ACSR | 0.75052 | 340
| 336.4 MCM ACSR | 1.4865 | 530
Breakdown of Lines into Demand Related and Consumer Related Components
Acct | Total | Consumer-Related |  | Demand-Related
No. | Investment | Percent | Amount | Percent | Amount
364 | 55387097.67 | 32.49% | 17992619.7872 | 67.51% | 37394477.8828
365 | 42882578 | 35.97% | 15423829.0107 | 64.03% | 27458748.9893
| 98269675.67 |  | 33416448.7979 |  | 64853226.8721
% | 100% |  | 34% |  | 66%
ACCOUNT 368 - TRANSFORMERS
|  | Size In | Number of | Total | Per Unit | Transformer | Conventilan |  | CSP |  |  |  | SP
| Type of Transfomer | KVA | Transfomers | Cost | Cost | KVA | Number | Investment | Number | Investment |  |  | Number | Investment
| 1.5 KVA CONV | 1.5 | 91 | 3610.63 | 39.6773 | 1.5 | 91 | 3610.63 | 460 | 35606.78 | 77.406
| 1.5 KVA CSP | 1.5 | 460 | 35606.78 | 77.406 | 3 |  |  | 882 | 99946.91 | 113.3185
| 3 KVA CSP | 3 | 882 | 99946.91 | 113.3185 | 5 | 1339 | 196856.5 | 1231 | 202205.59 | 164.2612
| 5 KVA CONV | 5 | 1339 | 196856.5 | 147.0176 | 7.5 |  |  | 216 | 44477.85 | 205.916
| 5 KVA CSP | 5 | 1231 | 202205.59 | 164.2612 | 10 | 1290 | 839957.8 | 4668 | 1769055.96 | 378.9751 |  | 2789 | 967853.7
| 7.5 KVA CSP | 7.5 | 216 | 44477.85 | 205.916 | 15 | 3048 | 2446321.59 | 12284 | 6565864.15 | 534.5054 |  | 1483 | 695485.29
| 10 KVA CSP | 10 | 4668 | 1769055.96 | 378.9751 | 25 | 1709 | 1416872.25 | 6738 | 4683795.19 | 695.1314 |  | 304 | 169846.57
| 10 KVA CONV | 10 | 1290 | 839957.8 | 651.1301 | 37.5 | 203 | 112392.57 | 72 | 56306.17 | 782.0301
| 10 KVA SP | 10 | 2789 | 967853.7 | 347.0253 | 50 | 1066 | 1023519.78 | 809 | 739693.49 | 914.3306
| 15 KVA CONV | 15 | 3048 | 2446321.59 | 802.5989
| 15 KVA CSP | 15 | 12284 | 6565864.15 | 534.5054
| 15 KVA SP | 15 | 1483 | 695485.29 | 468.9719 |  | Padmount |  |  | Total |  | Average
| 25 KVA CSP | 25 | 6738 | 4683795.19 | 695.1314 |  | Number | Investment |  | Number | Investment | Cost
| 25 KVA SP | 25 | 304 | 169846.57 | 558.7058 | 1.5 |  |  |  | 551 | 39217.41 | 71.175
| 25 KVA CONV | 25 | 1709 | 1416872.25 | 829.0651 | 3 |  |  |  | 882 | 99946.91 | 113.3185
| 37.5 KVA CSP | 37.5 | 72 | 56306.17 | 782.0301 | 5 |  |  |  | 2570 | 399062.09 | 155.2771
| 37.5 KVA CONV | 37.5 | 203 | 112392.57 | 553.658 | 7.5 |  |  |  | 216 | 44477.85 | 205.916
| 50 KVA CSP | 50 | 809 | 739693.49 | 914.3306 | 10 |  |  |  | 8747 | 3576867.46 | 408.9251
| 50 KVA CONV | 50 | 1066 | 1023519.78 | 960.1499 | 15 | 23 | 31338.42 |  | 16838 | 9739009.45 | 578.3947
| 75 KVA CONV | 75 | 181 | 243914.24 | 1347.5925 | 25 | 2476 | 3287784.23 |  | 11227 | 9558298.24 | 851.3671
| 100 KVA CONV | 100 | 77 | 156788.9 | 2036.2195 | 37.5 | 48 | 39712.25 |  | 323 | 208410.99 | 645.2353
| 167 KVA CONV | 167 | 44 | 93800.83 | 2131.837 | 50 | 2344 | 3505309.52 |  | 4219 | 5268522.79 | 1248.761
| 250 KVA CONV | 250 | 4 | 14768 | 3692
| 300 KVA CONV | 300 | 2 | 12538.63 | 6269.315
| 333 STEP DOWN | 333 | 7 | 24072.94 | 3438.9914
ACCONT 368 - TRANSFORMERS CONTINUED
|  | Size In | Number of | Total | Per Unit
| Type of Transfomer | KVA | Transfomers | Cost | Cost
| 25 KVA URD | 25 | 2 | 957.78 | 478.89
| 50 KVA URD | 50 | 5 | 5054.09 | 1010.818
| 500 KVA Conv | 500 | 5 | 25813.22 | 5162.644
| 750 KVA CONV | 750 | 2 | 9314.84 | 4657.42
| 500 KVA PAD | 500 | 6 | 48148.23 | 8024.705
| 167 KVA PAD | 167 | 8 | 24090.69 | 3011.3362
| 200 KVA PAD | 200 | 1 | 4260.23 | 4260.23
| 1500 KVA PAD | 1500 | 1 | 7108.76 | 7108.76
| 2500 KVA PAD | 2500 | 3 | 32023.37 | 10674.4567
| 1000 KVA PAD | 1000 | 16 | 207684.75 | 12980.2969
| 15 KVA PAD | 15 | 23 | 31338.42 | 1362.54
| 25 KVA PAD | 25 | 2476 | 3287784.23 | 1327.8612
| 37.5 KVA PAD | 37.5 | 48 | 39712.25 | 827.3385
| 50 KVA PAD | 50 | 2344 | 3505309.52 | 1495.4392
| 75 KVA PAD | 75 | 181 | 453994.07 | 2508.2545
| 300 KVA PAD | 300 | 48 | 370104.65 | 7710.5135
| 75 KVA 3 PHASE | 75 | 37 | 148797.2 | 4021.5459
| 1500 KVA 3 PHASE PAD | 1500 | 9 | 187635.61 | 20848.4011
| SubTotal |  | 46212 | 22615552.31
| All Other Transformer Investment |  |  | -21819720.44
| Total |  |  | 795831.87
2. Demand and Consumer Investment Percents
| Regression Equasion | y=bm^x | y=mx+b
| Intercept |  | 147.1738
| m |  | 28.02
linear
| Use Intercept |  |  | 147.1738
| Number of Transformers |  |  | 46212
| Consumer Related Investment |  |  | 6801196.9905
| Total Investment in transformers |  |  | 32641389.26
| Percent Customer Related |  |  | 20.84%
| Percent Demand Related |  |  | 79.16%
ACCOUNT 368 - TRANSFORMERS
| Data for Analysis |  |  |  | linear
|  | Transformer Size | Actual Cost Per Unit |  | predicted
| 1.5 kVa | 1.5 | 77.406 |  | 189.2038
| 3 kVa | 3 | 113.3185 |  | 231.2337
| 5 kVa | 5 | 164.2612 |  | 287.2737
| 7.5 kVa | 7.5 | 205.916 |  | 357.3236
| 10 kVa | 10 | 378.9751 |  | 427.3735
| 15 kVa | 15 | 534.5054 |  | 567.4734
| 25 kVa | 25 | 695.1314 |  | 847.6731
| 37.5 kVa | 37.5 | 782.0301 |  | 1197.9227
| 50 kVa | 50 | 914.3306 |  | 1548.1723

## 4 Allocation
|  |  |  | GS 1 | GS 1 | SC1 | SC2 | LP1 | LP2 |  | Total | B-2 | G-1 | Total
| Classifi- |  | Enviro | Residential | Residential | Gen Service | Gen Service | Large Power | Large Power | Outdoor | EKPC Sched | Large Indust. | Large Indust. | for All
Function | cation | Amount | watts | & Farm | & Farm TOD | 0-100 kW | 0-100 kW TOD | under 500 kW | over 500 kW | Lights | E Rates | Rate | Rate | Rate Classes
Purchased Power | Demand | 18577420.3863 | 0 | 11812562.9682 | 14124.2999 | 1996883.0824 | 24717.5249 | 422554.2105 | 892232.8122 | 134616.6596 | 15297691.5578 | 2145306.9 | 1134421.9286 | 18577420.3863 | 0
Purchased Power | Energy | 63981621.0692 | 6455.25 | 41269233.7811 | 22738.6288 | 3659720.4612 | 34263.2863 | 1949315.8851 | 4207349.6149 | 468275.3433 | 51617352.2508 | 8505282.8801 | 3858985.9383 | 63981621.0692 | 1.4901e-08
Metering & Substation | Demand | 1545492 |  | 1015352.3758 | 1220.9723 | 174571.7984 | 4698.9886 | 39430.9619 | 55439.1342 | 16469.7689 | 1307184 | 172860 | 65448 | 1545492 | 0 | 84104533.4555
Stations | Demand | 243904.8606 |  | 173655.0724 | 208.8221 | 29856.9039 | 803.665 | 6743.8524 | 9481.7199 | 2816.8141 | 223566.8498 | 13916.7979 | 6421.2128 | 243904.8606 | 0 | 20122912.3863
Lines | Consumer | 6359168.3822 |  | 6029505.4481 | 4328.6771 | 290932.6654 | 4898.2399 | 6493.0156 | 2733.9013 | 19592.9595 | 6358484.9069 | 569.5628 | 113.9126 | 6359168.3822 | 9.3132e-10
Lines | Demand | 12341604.3489 |  | 8786959.7652 | 10566.4147 | 1510761.5889 | 40665.5111 | 341239.4396 | 479775.7437 | 142531.0073 | 11312499.4706 | 704191.0255 | 324913.8528 | 12341604.3489 | -1.8626e-09
Transformers | Consumer | 575268.7431 |  | 540858.6679 | 388.291 | 26097.2405 | 439.3819 | 1046.2501 | 5955.4897 | 483.4221 | 575268.7431 | 0 | 0 | 575268.7431 | -1.1642e-10
Transformers | Demand | 2185652.7532 |  | 1873546.8571 | 1606.1613 | 176548.1944 | 1804.4528 | 43977.4239 | 69872.3136 | 18297.3501 | 2185652.7532 | 0 | 0 | 2185652.7532 | 0
Services | Consumer | 4523609.2278 |  | 4202929.8635 | 3017.3497 | 243357.1904 | 4097.2432 | 6325.049 | 0 | 63882.532 | 4523609.2278 | 0 |  | 4523609.2278 | -9.3132e-10
Meters | Consumer | 1799303.9631 |  | 1543384.6736 | 1108.0202 | 249109.5426 | 1253.8123 | 2914.1508 | 1227.0109 | 0 | 1798997.2104 | 255.6273 | 51.1255 | 1799303.9631 | 2.3283e-10
Consumer Services | [8 empty] | 0 |  | 0 |  |  | 0 | 0
& Accounting | Consumer | 5523784.0299 |  | 4986876.972 | 4475.1971 | 375975.4381 | 6330.0485 | 13425.5912 | 5652.8805 | 106316.5502 | 5499052.6777 | 17665.2516 | 7066.1006 | 5523784.0299 | 0
Lighting | Lighting | 1575927.6337 | [7 empty] | 1575927.6337 | 1575927.6337 |  |  | 1575927.6337 | 0
Revenue Requirements |  | 119232757.398 | 6455.25 | 82234866.4449 | 63782.8341 | 8733814.1064 | 123972.1545 | 2833465.8301 | 5729720.6209 | 2549210.0408 | 102275287.2817 | 11560048.0452 | 5397422.0711 | 119232757.398 | 1.4901e-08 | 35128223.9425
[15 empty] | 0 | 35128223.9425
|  |  | SUMMARY | [5 empty] | SUMMARY
|  |  | 0 | GS 1 | GS 1 | SC1 | SC2 | LP1 | LP2 | 0 | Total | B-2 | G-1 | Total
|  |  | Enviro | Residential | Residential | Gen Service | Gen Service | Large Power | Large Power | Outdoor | EKPC Sched | Large Indust. | Large Indust. | for All
|  | Amount | watts | & Farm | & Farm TOD | 0-100 kW | 0-100 kW TOD | under 500 kW | over 500 kW | Lights | E Rates | Rate | Rate | Rate Classes
Consumer Related |  | 18781134.3461 | 0 | 17303555.6251 | 13317.535 | 1185472.0771 | 17018.7258 | 1570674.5795 | 15569.2824 | 190275.4638 | 18755412.7659 | 18490.4416 | 7231.1386 | 18781134.3461
Demand Related |  | 34894074.3491 | 0 | 23662077.0387 | 27726.6704 | 3888621.568 | 72690.1425 | 853945.8883 | 1506801.7236 | 1736755.991 | 16873077.0679 | 3036274.7234 | 1531204.9942 | 34894074.3491
Energy Related |  | 63981621.0692 | 6455.25 | 41269233.7811 | 22738.6288 | 3659720.4612 | 34263.2863 | 1949315.8851 | 4207349.6149 | 2719892.5451 | 112873217.9303 | 8505282.8801 | 3858985.9383 | 63981621.0692
Lighting |  | 1575927.6337 | [7 empty] | 1700541.5339 | 11059630.275 | 0 | 0 | 1575927.6337
Revenue Requirements |  | 119232757.398 | 6455.25 | 82234866.4449 | 63782.8341 | 8733814.1064 | 123972.1545 | 4373936.3529 | 5729720.6209 | 6347465.5338 | 108374824.1432 | 11560048.0452 | 5397422.0711 | 119232757.398
|  |  |  | 18519363.963 |  |  |  | 20550422.5331
|  |  |  | 44985956.1574 |  |  |  | 136385994.696
18781134.3461
8780611.691
13.853
|  |  | 0 | 29153069.6955 | 26919.9054 | 3077210.5628 | 64991.3433 | 461595.7345 | 630138.1938 | 1946318.0378 | 35360243.4732 | 909458.2651 | 404014.2043 | 36673715.9425
0
15898784.536
0
0.87955
0
0
0
0
0
0
0
|  |  |  | 17303555.6251 | 13317.535 | 1185472.0771 | 17018.7258
|  |  |  | 311873 | 20425 | 4153 | [5 empty] | 311873
55.4827
|  |  |  | 55.4827 | 0.65202 | 285.4496

## 4.1 kW & kWh
ENERGY KWH | [7 empty] | ENERGY KWH
| 0 | GS 1 | GS 1 | SC1 | SC2 | LP1 | LP2 |  | Total | B-2 | G-1 | Total
| Enviro | Residential | Residential | Gen Service | Gen Service | Large Power | Large Power | Outdoor | for Sched E | Large Indust | Large Indust. | for All
Month | watts | & Farm | & Farm TOD | 0-100 kW | 0 -100 kW TOD | under 500 kW | over 500 kW | Lights | Rate Classes | Rate | Rate | Rate Classes
January | 22400 | 94791278 | 68264 | 6297194.648 | 27586.4218 | 3088098.4975 | 8860060.5538 | 761783 | 113894265.1212 | 14910658.509 | 7693517.4923 | 8193000
February | 22300 | 91210021 | 79940 | 6698555.8052 | 28681.6714 | 3519045.5985 | 8959354.7998 | 757450 | 111253048.8749 | 15686841.0452 | 8652944.3796 | 9202200
March | 22300 | 77569528 | 69966 | 5881176.5654 | 38826.0626 | 3104981.2977 | 8407181.9196 | 757303 | 95828962.8452 | 14024180.4736 | 8442956.6081 | 6657086
April | 22300 | 70192095 | 61586 | 6115516.9437 | 28926.1794 | 3383527.4404 | 7568428.0853 | 754585 | 88104664.6488 | 15181989.3552 | 9029474.1769 | 9608403
May | 22300 | 45494862 | 23880 | 4832354.2464 | 29596.1616 | 2696909.2382 | 6180999.542 | 751816 | 60010417.1883 | 14983339.9125 | 7939710.0521 | 10207157
June | 22900 | 52727753 | 9575 | 5314498.9231 | 44547.5084 | 2902577.5947 | 6253384.7783 | 750281 | 68002617.8045 | 16663436.1847 | 7603005.5218 | 10335610
July | 22900 | 60554570 | 8960 | 5836864.9302 | 55765.4857 | 3276981.4104 | 5759604.4492 | 748732 | 76241478.2755 | 17689008.0113 | 7385776.7927 | 9445089
August | 22900 | 62816785 | 8429 | 6107165.9048 | 60631.3605 | 3377909.1124 | 6113996.1077 | 746269 | 79231185.4854 | 19233928.6273 | 8290896.4976 | 4067400
September | 22900 | 61312321 | 7870 | 6159317.2908 | 57660.0778 | 3425672.6568 | 5320987.5901 | 745410 | 77029238.6154 | 20015988.3659 | 9503756.9023 | 4721100
October | 22900 | 45844768 | 5719 | 4853487.4878 | 67313.0383 | 2996739.5523 | 4623506.0571 | 744042 | 59135575.1355 | 17964061.0857 | 9945455.3183 | 4230000
November | 22900 | 53321987 | 32885 | 5080669.8328 | 101784.9406 | 2853472.4558 | 5671342.8972 | 744423 | 67806565.1264 | 16496327.7285 | 10025105.8524 | 4396200
December | 22800 | 78103838 | 60373 | 7229102.4218 | 117840.0919 | 2875132.1453 | 7222378.2198 | 746813 | 96355476.8789 | 15244287.7011 | 9554443.6058 | 4043400
| 271800 | 793939806 | 437447 | 70405905 | 659159 | 37501047 | 80941225 | 9008707 | 992893296 | 198094047 | 104067043.2 | 1295054386.2
Percentage | 0% | 79.96% | 0.04406% | 7.091% | 0.06639% | 3.777% | 8.152% | 0.9073% | 100%
MONTHLY CONTRIBUTIONS TO EKPC COINCIDENT PEAK DEMAND - KW | [7 empty] | MONTHLY CONTRIBUTIONS TO EKPC COINCIDENT PEAK DEMAND - KW
| 0 | GS 1 | GS 1 | SC1 | SC2 | LP1 | LP2 |  | Total | B-2 | G-1 | Total
| Enviro | Residential | Residential | Gen Service | Gen Service | Large Power | Large Power | Outdoor | for Sched E | Large Indust. | Large Indust. | for All Rate
Month | watts | & Farm | & Farm TOD | 0-100 kW | 0-100 kW TOD | under 500 kW | over 500 kW | Lights | Rate Classes | Rate | Rate | Schedules
January | 0 | 202567 | 276.9525 | 36973 | 484.6668 | 8865 | 12851 | 5978 | 267995.6193 | 24680 | 15000 | 307675.6193
February | 0 | 210645 | 240.9454 | 28880 | 421.6544 | 6222 | 10938 | 5300 | 262647.5997 | 25702 | 15000 | 303349.5997
March | 0 | 179850 | 233.6702 | 27721 | 408.9228 | 5909 | 12153 | 5500 | 231775.593 | 25102.56 | 15000 | 271878.153
April | 0 | 131819 | 157.5792 | 26493 | 275.7637 | 5081 | 11119 | 0 | 174945.3429 | 25654 | 15000 | 215599.3429
May | 0 | 115689 | 162.1435 | 28815 | 283.7511 | 5376 | 13031 | 0 | 163356.8945 | 20309 | 15000 | 198665.8945
June | 0 | 148499 | 158.5132 | 27408 | 277.3981 | 4950 | 13001 | 0 | 194293.9112 | 26127 | 15000 | 235420.9112
July | 0 | 155797 | 174.5808 | 29308 | 305.5165 | 5391 | 13319 | 0 | 204295.0973 | 25774 | 15000 | 245069.0973
August | 0 | 144485 | 173.5826 | 27736 | 303.7695 | 5465 | 13722 | 0 | 191885.3521 | 24057 | 15000 | 230942.3521
September | 0 | 142375 | 164.5696 | 31662 | 287.9969 | 6098 | 14171 | 0 | 194758.5665 | 25949 | 15000 | 235707.5665
October | 0 | 128087 | 135.7887 | 20890 | 237.6303 | 5025 | 11717 | 0 | 166092.419 | 24598 | 15000 | 205690.419
November | 0 | 174693 | 204.9963 | 15633 | 358.7436 | 4117 | 7129 | 0 | 202135.7399 | 11212 | 15000 | 228347.7399
December | 0 | 197390 | 226.6491 | 25063 | 396.6359 | 6608 | 12770 | 5238 | 247692.2849 | 22184 | 15000 | 284876.2849
| 0 | 1931896 | 2309.9711 | 326582 | 4042.4493 | 69107 | 145921 | 22016 | 2501874.4204 | 281348.56 | 180000 | 2963222.9804
|  | 1931991 |  | 326531
Allocation % |  | 77.22% | 0.09233% | 13.05% | 0.1616% | 2.762% | 5.832% | 0.88% | 100% |  |  | 100%
MONTHLY PEAK DEMANDS FOR EACH RATE CLASS | [7 empty] | MONTHLY PEAK DEMANDS FOR EACH RATE CLASS
| 0 | GS 1 | GS 1 | SC1 | SC2 | LP1 | LP2 |  | Total | B-2 | G-1 | Total
| Enviro | Residential | Residential | Gen Service | Gen Service | Large Power | Large Power | Outdoor | for Sched E | Large Indust. | Large Indust. | for All Rate
Month | watts | & Farm | & Farm TOD | 0-100 kW | 0-100 kW TOD | under 500 kW | over 500 kW | Lights | Rate Classes | Rate | Rate | Schedules
January | 0 | 202567 | 276.9525 | 36799 | 800 | 8865 | 12851 | 5978 | 268136.9525 | 25337 | 9576 | 303049.9525
February | 0 | 210289 | 240.9454 | 28880 | 584 | 7051 | 10938 | 5300 | 263282.9454 | 25702 | 9288 | 298272.9454
March | 0 | 180604 | 233.6702 | 30655 | 800 | 7340 | 12353 | 5500 | 237485.6702 | 26265 | 12571 | 276321.6702
April | 0 | 131718 | 157.5792 | 26595 | 655 | 6437 | 11119 | 4615 | 181296.5792 | 25654 | 11065 | 218015.5792
May | 0 | 116334 | 162.1435 | 28803 | 866 | 5917 | 11011 | 4611 | 167704.1435 | 21138 | 13837 | 202679.1435
June | 0 | 148500 | 158.5132 | 27408 | 694 | 5058 | 13174 | 4615 | 199607.5132 | 26620 | 11789 | 238016.5132
July | 0 | 155997 | 174.5808 | 29308 | 825 | 5441 | 13319 | 4609 | 209673.5808 | 29241 | 11939 | 250853.5808
August | 0 | 146627 | 173.5826 | 27741 | 843 | 5398 | 13722 | 4607 | 199111.5826 | 24127 | 11896 | 235134.5826
September | 0 | 143905 | 164.5696 | 31688 | 912 | 5986 | 14190 | 4609 | 201454.5696 | 26467 | 12580 | 240501.5696
October | 0 | 128147 | 135.7887 | 20900 | 486 | 4956 | 8723 | 4611 | 167958.7887 | 25276 | 11785 | 205019.7887
November | 0 | 174160 | 204.9963 | 19356 | 635 | 5460 | 11753 | 4615 | 216183.9963 | 26696 | 14756 | 257635.9963
December | 0 | 199596 | 226.6491 | 25148 | 870 | 7369 | 12967 | 5238 | 251414.6491 | 23327 | 12273 | 287014.6491
| 0 | 1938444 | 2331 | 333281 | 8971 | 75279 | 105840.75 | 31443 | 2495589.75 | 155347.8 | 71677.5 | 2722615.05
[6 empty] | 75278 | 146120 | 58908 | 2563310.9711 | 305850 | 143355
Allocation % |  | 71.2% | 0.08562% | 12.24% | 0.3295% | 2.765% | 3.887% | 1.155% | 0% | 5.706% | 2.633% | 100% | 0%
|  | 77.67% | 0.0934% | 13.35% | 0.3595% | 3.016% | 4.241% | 1.26% | 100% |  |  | 100%
|  | 71.2% | 0.08562% | 12.24% | 0.3295% | 2.765% | 3.887% | 1.155% |  | 5.706% | 2.633% | 100%
100%
SUM OF MONTHLY CUSTOMER DEMANDS FOR EACH CLASS - KW | [7 empty] | SUM OF MONTHLY CUSTOMER DEMANDS FOR EACH CLASS - KW
| 0 | GS 1 | GS 1 | SC1 | SC2 | LP1 | LP2 |  | Total | B-2 | 0 | Total
| Enviro | Residential | Residential | Gen Service | Gen Service | Large Power | Large Power | Outdoor | for Sched E | Large Indust. | G-1 | for All Rate
Month | watts | & Farm | & Farm TOD | 0-100 kW | 0-100 kW TOD | under 500 kW | over 500 kW | Lights | Rate Classes | Rate | Large Indust. | Schedules
January | 0 | 504959 | 451 | 45420 | 392 | 12333 | 16787 | 4619 | 584961 |  | 9576 | #REF!
February | 0 | 479498 | 425 | 46010 | 363 | 11627 | 16182 | 4619 | 558724 |  | 9288 | #REF!
March | 0 | 499944 | 462 | 45578 | 420 | 11450 | 16979 | 4613 | 579446 |  | 12571 | #REF!
April | 0 | 474850 | 405 | 45268 | 456 | 10932 | 17172 | 4615 | 553698 |  | 11065 | #REF!
May | 0 | 453057 | 375 | 46135 | 506 | 10458 | 18591 | 4611 | 533733 |  | 13837 | #REF!
June | 0 | 425348 | 351 | 39054 | 458 | 9434 | 17897 | 4615 | 497157 |  | 11789 | #REF!
July | 0 | 432225 | 356 | 39599 | 433 | 9598 | 18293 | 4609 | 505113 |  | 11939 | #REF!
August | 0 | 432263 | 355 | 42564 | 474 | 11215 | 19733 | 4607 | 511211 |  | 11896 | #REF!
September | 0 | 421762 | 346 | 43239 | 475 | 10654 | 19355 | 4609 | 500440 |  | 12580 | #REF!
October | 0 | 499459 | 409 | 49560 | 531 | 11136 | 17724 | 4611 | 583430 |  | 11785 | #REF!
November | 0 | 516198 | 468 | 46007 | 463 | 12309 | 16366 | 4615 | 596426 |  | 14756 | #REF!
December | 0 | 529505 | 457 | 45774 | 489 | 11923 | 16344 | 4622 | 609114 |  | 12273 | #REF!
| 0 | 5669068 | 4860 | 534208 | 5460 | 133069 | 211423 | 55365 | 6613453 | 0 | 143355 | 6668818
Allocation % |  | 85.72% | 0.07349% | 8.078% | 0.08256% | 2.012% | 3.197% | 0.8372% | 100% | 0% | 0% | 100%
[9 empty] | 100% |  |  | 200%
[9 empty] | 6613453 | 0 | 180674.88 | 6668818

## -5 IncStmt
| 0 | GS 1 | GS 1 | SC1 | SC2 | LP1 | LP2 | 0 | Total | B-2 | G-1 | Total
| Enviro | Residential | Residential | Gen Service | Gen Service | Large Power | Large Power | Outdoor | EKPC Sched | Large Indust. | Large Indust. | for All
| watts | & Farm | & Farm TOD | 0-100 kW | 0-100 kW TOD | under 500 kW | over 500 kW | Lights | E Rates | Rate | Rate | Rate Classes
Revenue from Rates | 7678.35 | 77312670.6751 | 37530.4529 | 7980425.1752 | 78246.04 | 3052922.6646 | 5573017.7771 | 2045660.11 | 96088151.2449 | 11705947.4647 | 5252228.4984 | 113046327.208
Purchased Power | 6455.25 | 54097149.1251 | 38083.901 | 5831175.342 | 63679.7997 | 2411301.0575 | 5155021.5612 | 619361.7719 | 68222227.8085 | 10823449.7801 | 5058855.8668 | 84104533.4555
Distibution Operations |  | 1932431.351 | 1711.9743 | 239263.5298 | 4174.7813 | 27937.0431 | 37197.9225 | 414990.8935 | 2657707.4957 | 53818.3765 | 24798.1278 | 2736324
Distribution Maintenance |  | 4943744.9665 | 4612.1127 | 541305.7984 | 12543.1695 | 88914.2943 | 120910.9661 | 277449.6673 | 5989480.9748 | 175655.0043 | 81002.0209 | 6246138
Consumer Accounts |  | 2622966.0265 | 2353.8358 | 197753.1795 | 3329.4388 | 7061.5074 | 2973.2663 | 55919.7057 | 2892356.96 | 9291.4571 | 3716.5829 | 2905365
Customer Service |  | 925346.5397 | 830.4008 | 69764.5924 | 1174.5801 | 2491.2024 | 1048.9273 | 19727.7004 | 1020383.943 | 3277.8978 | 1311.1591 | 1024973
Administative & General |  | 3555659.0019 | 3243.1672 | 357489.0635 | 7238.5416 | 43114.7988 | 55300.8321 | 261984.9514 | 4284030.3564 | 82557.6719 | 37801.9716 | 4404390
Depreciation |  | 6664443.6575 | 6095.8329 | 704412.6929 | 14969.0311 | 119820.7781 | 167376.4875 | 424514.8715 | 8101633.3516 | 193473.2454 | 89187.403 | 8384294
Miscellaneous |  | 16106.6603 | 14.7337 | 1704.5134 | 36.2618 | 291.9252 | 408.3406 | 1021.9996 | 19584.4345 | 469.9151 | 216.6504 | 20271
Interest on Long Term Debt |  | 3735901.4008 | 3417.3915 | 395351.6519 | 8410.7002 | 67710.2957 | 94712.1604 | 237046.6629 | 4542550.2635 | 108993.9776 | 50250.759 | 4701795
Short Term Interest |  | 2287.5934 | 2.0924 | 242.0697 | 5.1498 | 41.4583 | 57.9913 | 145.1412 | 2781.4961 | 66.7359 | 30.768 | 2879
Total Costs | 6455.25 | 78496036.3228 | 60365.4424 | 8338462.4335 | 115561.4539 | 2768684.3609 | 5635008.4554 | 2312163.3653 | 97726281.8342 | 11451054.0618 | 5347171.3095 | 114530962.4555
Margins before Other Revenue | 1223.1 | -1183365.6477 | -22834.9896 | -358037.2583 | -37315.4139 | 284238.3038 | -61990.6783 | -266503.2553 | -1638130.5893 | 254893.4029 | -94942.8111 | -1484635.2475
Other Revenue | 0 | 2553544.2 | 1239.5856 | 263583.8116 | 2584.3723 | 100834.3509 | 184070.0508 | 67565.6844 | 3173422.0556 | 386633.3163 | 173474.7681 | 3733530.14
Net Margins | 1223.1 | 1370178.5523 | -21595.404 | -94453.4467 | -34731.0416 | 385072.6547 | 122079.3725 | -198937.5709 | 1535291.4662 | 641526.7192 | 78531.9571 | 2248894.8925
TIER |  | 1.3668 | -5.3193 | 0.76109 | -3.1294 | 6.6871 | 2.289 | 0.16077 | 1.338 | 6.8859 | 2.5628 | 1.4783
Net Investment Rate Base | 0 | 125304094.8324 | 114597.353 | 13257554.0049 | 282040.8407 | 2244592.3375 | 3499290.8929 | 7625768.2688 | 152327938.5301 | 3654957.6493 | 1685087.5606 | 157667983.74
Return on Rate Base |  | 4.075% | -15.86% | 2.27% | -9.332% | 20.17% | 6.195% | 0.4997% | 3.99% | 20.53% | 7.642% | 4.408%
Increase in Revenue |  | 2010129.4376 | 975.7918 | 279314.8811 | 2738.6114 | 0 | 0 | 159741 | 2452899.7219 | 0 | 0 | 2452899.7219
Return on Rate Base |  | 5.679% | -15.01% | 4.376% | -8.361% | 20.17% | 6.195% | 2.594% | 5.6% | 20.53% | 7.642% | 5.964%
|  | 24398887.1977 | 22281.5414 | 2507287.0915 | 51881.6541 | 357383.3033 | 479986.8942 | 1692801.5934 | 29510509.2756 | 627604.2817 | 288315.4427

## 12 Inc Stmt Func
[5 empty] | GS 1 | GS 1 | SC1 | SC2 | LP1 | LP2 | 0 | Total | B-2 | G-1 | Total
|  |  | Enviro | Envirowatts | Residential | Residential | Gen Service | Gen Service | Large Power | Large Power | Outdoor | EKPC Sched | Large Indust. | Large Indust. | for All
|  |  | watts |  | & Farm | & Farm TOD | 0-100 kW | 0-100 kW TOD | under 500 kW | over 500 kW | Lights | E Rates | Rate | Rate | Rate Classes
Revenue from Rates |  |  |  | 7678.35 | 77312670.6751 | 37530.4529 | 7980425.1752 | 78246.04 | 3052922.6646 | 5573017.7771 | 2045660.11 | 96088151.2449 | 11705947.4647 | 5252228.4984 | 113046327.208
Less Purchased Power Costs | [9 empty] | 0
| Demand |  |  |  | 12827915.344 | 15345.2722 | 2171454.8808 | 29416.5135 | 461985.1724 | 947671.9463 | 151086.4286 | 16604875.5578 | 2318166.9 | 1199869.9286 | 20122912.3863
| Energy |  |  | 6455.25 | 41269233.7811 | 22738.6288 | 3659720.4612 | 34263.2863 | 1949315.8851 | 4207349.6149 | 468275.3433 | 51617352.2508 | 8505282.8801 | 3858985.9383 | 63981621.0692
|  | Total |  | 6455.25 | 54097149.1251 | 38083.901 | 5831175.342 | 63679.7997 | 2411301.0575 | 5155021.5612 | 619361.7719 | 68222227.8085 | 10823449.7801 | 5058855.8668 | 84104533.4555
Gross Margin |  |  |  | 1223.1 | 23215521.5499 | -553.4481 | 2149249.8332 | 14566.2403 | 641621.6071 | 417996.2158 | 1426298.3381 | 27865923.4363 | 882497.6846 | 193372.6316 | 28941793.7525
0
Less Distribution Costs | [11 empty] | 0
Demand Related
|  | Stations |  |  | 173655.0724 | 208.8221 | 29856.9039 | 803.665 | 6743.8524 | 9481.7199 | 2816.8141 | 223566.8498 | 13916.7979 | 6421.2128 | 243904.8606
|  | Lines |  |  | 8786959.7652 | 10566.4147 | 1510761.5889 | 40665.5111 | 341239.4396 | 479775.7437 | 142531.0073 | 11312499.4706 | 704191.0255 | 324913.8528 | 12341604.3489
|  | Transformers |  |  | 1873546.8571 | 1606.1613 | 176548.1944 | 1804.4528 | 43977.4239 | 69872.3136 | 18297.3501 | 2185652.7532 | 0 | 0 | 2185652.7532
[5 empty] | 10834161.6947 | 12381.3981 | 1717166.6872 | 43273.629 | 391960.7159 | 559129.7773 | 163645.1715 | 13721719.0736 | 718107.8234 | 331335.0657 | 14771161.9627
0
| Consumer Related | [10 empty] | 0
|  | Lines |  |  | 6029505.4481 | 4328.6771 | 290932.6654 | 4898.2399 | 6493.0156 | 2733.9013 | 19592.9595 | 6358484.9069 | 569.5628 | 113.9126 | 6359168.3822
|  | Transformers |  |  | 540858.6679 | 388.291 | 26097.2405 | 439.3819 | 1046.2501 | 5955.4897 | 483.4221 | 575268.7431 | 0 | 0 | 575268.7431
|  | Services |  |  | 4202929.8635 | 3017.3497 | 243357.1904 | 4097.2432 | 6325.049 | 0 | 63882.532 | 4523609.2278 | 0 |  | 4523609.2278
|  | Meters |  |  | 1543384.6736 | 1108.0202 | 249109.5426 | 1253.8123 | 2914.1508 | 1227.0109 | 0 | 1798997.2104 | 255.6273 | 51.1255 | 1799303.9631
|  | Consumer Svc | [9 empty] | 0
|  | & Accouting |  |  | 4986876.972 | 4475.1971 | 375975.4381 | 6330.0485 | 13425.5912 | 5652.8805 | 106316.5502 | 5499052.6777 | 17665.2516 | 7066.1006 | 5523784.0299
|  | Outdoor Lighting | [8 empty] | 1575927.6337 | 0 |  |  | 1575927.6337
| Total Consumer Related |  |  |  | 17303555.6251 | 13317.535 | 1185472.0771 | 17018.7258 | 30204.0567 | 15569.2824 | 1766203.0974 | 20331340.3995 | 18490.4416 | 7231.1386 | 20357061.9798
0
Total Distribution Costs |  |  | 0 | 0 | 28137717.3197 | 25698.9331 | 2902638.7644 | 60292.3548 | 422164.7726 | 574699.0596 | 1929848.2689 | 34053059.4732 | 736598.2651 | 338566.2043 | 35128223.9425 | 119232757.398
0
Income from Rate Revenue |  |  |  | 1223.1 | -4922195.7698 | -26252.3813 | -753388.9312 | -45726.1145 | 219456.8345 | -156702.8438 | -503549.9308 | -6187136.0368 | 145899.4195 | -145193.5727 | -6186430.19
0
Other Revenue |  |  | 0 |  | 2553544.2 | 1239.5856 | 263583.8116 | 2584.3723 | 100834.3509 | 184070.0508 | 67565.6844 | 3173422.0556 | 386633.3163 | 173474.7681 | 3733530.14 | 3733530.14
Net Margins |  |  |  | 1223.1 | -2368651.5698 | -25012.7957 | -489805.1196 | -43141.7423 | 320291.1854 | 27367.207 | -435984.2464 | -3013713.9813 | 532532.7358 | 28281.1955 | -2452900.05
-0.031866
BILLING UNITS
Consumer Charge Units |  |  |  |  | 633843 | 447 | 30758 | 323 | 673 | 276 | 180862 |  | 60 | 12
Energy kWh |  |  |  |  | 793939806 | 437447 | 70405905 | 659159 | 37501047 | 80941225 | 9008707 |  | 198094047 | 104067043.2
Demand kW | [8 empty] | 110568 | 208910.722 |  |  | 379595.289 | 181668
COST BASED RATES
Customer Charge |  |  |  |  | 27.2994 | 29.7931 | 38.5419 | 52.6896 | 44.8797 | 56.4104 | 9.7655 |  | 308.174 | 602.5949
Energy Charge |  |  |  |  | 0.081784 | 0.11536 | 0.10721 | 0.16226 | 0.074752 | 0.070596 | 0.086917 |  | 0.058263 | 0.051795
Demand Charge | [8 empty] | 7.7233 | 7.2127 |  |  | 7.9987 | 8.4286
Note on Q47: Marybeth Purvis: I have demand from B and G added.

## -6 Increase
|  |  | GS 1 | GS 1 | SC1 | SC2 | LP1 | LP2 | 0 | Total | B-2 | G-1 | Total
|  | Enviro | Residential | Residential | Gen Service | Gen Service | Large Power | Large Power | Outdoor | EKPC Sched | Large Indust. | Large Indust. | for All
|  | watts | & Farm | & Farm TOD | 0-100 kW | 0-100 kW TOD | under 500 kW | over 500 kW | Lights | E Rates | Rate | Rate | Rate Classes
Total Revenue
Requirements |  | 6455.25 | 82234866.4449 | 63782.8341 | 8733814.1064 | 123972.1545 | 2833465.8301 | 5729720.6209 | 2549210.0408 | 102275287.2817 | 11560048.0452 | 5397422.0711 | 119232757.398
Actual Revenue from Rates |  | 7678.35 | 77312670.6751 | 37530.4529 | 7980425.1752 | 78246.04 | 3052922.6646 | 5573017.7771 | 2045660.11 | 96088151.2449 | 11705947.4647 | 5252228.4984 | 113046327.208 |  | 113046327.208
Under (Over) |  | -1223.1 | 4922195.7698 | 26252.3813 | 753388.9312 | 45726.1145 | -219456.8345 | 156702.8438 | 503549.9308 | 6187136.0368 | -145899.4195 | 145193.5727 | 6186430.19 | 0
Rate Revenue Percent |  |  | 68.39% | 0.0332% | 7.06% | 0.06922% | 2.701% | 4.93% | 1.81% | 85% | 10.36% | 4.646% | 100%
Less Other Revenue |  |  | 2553544.2 | 1239.5856 | 263583.8116 | 2584.3723 | 100834.3509 | 184070.0508 | 67565.6844 | 3173422.0556 | 386633.3163 | 173474.7681 | 3733530.14
COSS Suggested |  | -1223.1 | 2368651.5698 | 25012.7957 | 489805.1196 | 43141.7423 | -320291.1854 | -27367.207 | 435984.2464 | 3013713.9813 | -532532.7358 | -28281.1955 | 2452900.05
Revenue Increase
Percent |  | -15.93% | 3.064% | 66.65% | 6.138% | 55.14% | -10.49% | -0.4911% | 21.31% | 3.136% | -4.549% | -0.5385% | 2.17%
Recommended Increase |  | 0 | 2010129.4376 | 975.7918 | 279314.8811 | 2738.6114 | 0 | 0 | 159741 | 2452899.7219 | 0 | 0 | 2452899.7219
Percent Increase |  | 0% | 2.6% | 2.6% | 3.5% | 3.5% | 0% | 0% | 7.809% | 2.553% | 0% | 0% | 2.17%
New Revenue Require. |  |  | 79322800.1126 | 38506.2446 | 8259740.0563 | 80984.6514 | 3052922.6646 | 5573017.7771 | 2205401.11 | 98533372.6167 | 11705947.4647 | 5252228.4984 | 115491548.5799
Billing Determinants |  |  | 0 | 0 | 0 | 0 | 0 | 0 | 0 | 0 | 0 | 0 |  |  | 3733530.14
Customer Charges |  |  | 633843 | 447 | 30758 | 323 | 673 | 276 | 180862 |  | 60 | 12
Energy kWh |  |  | 793939806 | 437447 | 70405905 | 659159 | 37501047 | 80941225 | 9008707 |  | 198094047 | 104067043.2
Demand kW | [6 empty] | 110568 | 208910.722 |  |  | 379595.289 | 181668 |  |  | -0.32814
| Customer Charge |  | 15 |  | 32.5
| Revenue |  | 9507645 |  | 999635
| Energy Revenue |  | 69815155.1126 |  | 7260105.0563
| Energy Rate |  | 0.087935 |  | 1222829.28
6037275.7763
| Customer Charge |  | 20 |  | 0.08575
| Revenue |  | 12676860
| Energy Revenue |  | 66645940.1126
| Energy Rate |  | 0.083943
2.685%
85408872.3431
|  | 2.6% | 3.5%

## 4.21 Consumer Alloc
A. Lines (poles and conduit)
[5 empty] | Number of | Relative | Allocation
[5 empty] | Consumers | Weight | Percent
GS 1 | Residential |  |  |  | 52931 |  | 94.82%
GS 1 | Residential TOD |  |  |  | 38 |  | 0.06807%
SC-1 | Small Commercial |  |  |  | 2554 |  | 4.575%
SC2 | Small Commercial TOD |  |  |  | 43 |  | 0.07703%
LP1 | Large Power (101-500 kW) |  |  |  | 57 |  | 0.1021%
LP-2 | Large Power (>500 kW) |  |  |  | 24 |  | 0.04299%
B-2 | B-2 |  |  |  | 5 |  | 0.008957%
G-1 | Wausau |  |  |  | 1 |  | 0.001791%
OL | Street Lights |  |  |  | 172 |  | 0.3081%
[5 empty] | 55825 | 0 | 100%
B. Transformers
|  | 1 | 2 | 3 | 4 | 5 | 6
|  | Minimum | Cost of | Weighted | Number
|  | Size | Minimum | Cost | of | Relative | Allocation
|  | Transform. | Transform. | Min = 1 | Customers | Weight | Percent
GS 1 | Residential | 15 KVA | 534.5054 | 1 | 52931 | 52931 | 94.02%
GS 1 | Residential TOD | 15 KVA | 534.5054 | 1 | 38 | 38 | 0.0675%
SC-1 | Small Commercial | 15 KVA | 534.5054 | 1 | 2554 | 2554 | 4.537%
SC2 | Small Commercial TOD | 15 KVA | 534.5054 | 1 | 43 | 43 | 0.07638%
LP1 | Large Power (101-500 kW) | 50 KVA | 960.1499 | 1.7963 | 57 | 102.391 | 0.1819%
LP-2 | Large Power (>500 kW) | 1000 KVA | 12980.2969 | 24.2847 | 24 | 582.8325 | 1.035%
B-2 | B-2 | CUST SUPPLY | 0 | 0 | 5 | 0 | 0%
G-1 | Wausau | CUST SUPPLY | 0 | 0 | 1 | 0 | 0%
OL | Street Lights | 5 KVA | 147.02 | 0.27506 | 172 | 47.31 | 0.08403%
[5 empty] | 55825 | 56298.5335 | 1
C. Services
|  | 1 | 2 | 3 | 4 | 5 | 6 | 7
|  | Minimum | Cost | Average |  | Number
|  | Size | Per | Length of | Cost of | of | Relative | Allocation
|  | Service | Unit | Service | Service | Customers | Weight | Percent
GS 1 | Residential | 2/0 TPX | 0.48976 | 100 | 48.976 | 52931 | 2592348.656 | 92.91%
GS 1 | Residential TOD | 2/0 TPX | 0.48976 | 100 | 48.976 | 38 | 1861.088 | 0.0667%
SC-1 | Small Commercial | 2/0 TPX | 0.48976 | 120 | 58.7712 | 2554 | 150101.6448 | 5.38% |  |  |  | 2.4387
SC2 | Small Commercial TOD | 2/0 TPX | 0.48976 | 120 | 58.7712 | 43 | 2527.1616 | 0.09057% |  |  |  | 0.92313
LP1 | Large Power (101-500 kW) | 4/0 TPX | 0.57036 | 120 | 68.4432 | 57 | 3901.2624 | 0.1398% |  |  | #DIV/0!
LP-2 | Large Power (>500 kW) | CUST SUPPLIED |  |  | 0 | 24 | 0 | 0%
B-2 | B-2 | 1: CUST SUPPLIED; 5: 5; 6: 0; 7: 0%
G-1 | Wausau | 1: CUST SUPPLIED; 5: 1; 6: 0; 7: 0%
OL | Street Lights | 1/0 TPX | 0.26188 | 10 | 2.6188 | 15046 | 39402.4648 | 1.412%
0.26188
[6 empty] | 70699 | 2790142.2776 | 1
D. Meters
|  | 1 | 2 | 3 | 4 | 5 | 6
|  | Minimum | Cost of | Weighted | Number
|  | Size | Minimum | Cost | of | Relative | Allocation
|  | Meter | Meter | Meter | Customers | Weight | Percent
GS 1 | Residential | AMR & EP | 149.94 | 1 | 52931 | 52931 | 85.78% |  | got cost from CPR
GS 1 | Residential TOD | AMR & EP | 149.94 | 1 | 38 | 38 | 0.06158%
SC-1 | Small Commercial | DMD AMR AND EP | 501.56 | 3.3451 | 2554 | 8543.3123 | 13.84%
SC2 | Small Commercial TOD | DMD AMR AND EP | 149.94 | 1 | 43 | 43 | 0.06968%
LP1 | Large Power (101-500 kW) | AX MTR | 262.9 | 1.7534 | 57 | 99.942 | 0.162%
LP-2 | Large Power (>500 kW) | AX MTR | 262.9 | 1.7534 | 24 | 42.0808 | 0.06819%
B-2 | B-2 | AX MTR | 262.9 | 1.7534 | 5 | 8.7668 | 0.01421%
G-1 | Wausau | AX MTR | 262.9 | 1.7534 | 1 | 1.7534 | 0.002841%
OL | Street Lights | AMR & EP | 149.94 | 1 | 172 | 0 | 0%
[5 empty] | 55825 | 61707.8553 | 1
E. Consumer & Accounting Services
|  | 1 | 2 | 3 | 4 | 5 | 6
|  | Billing |  | 1 x 2 | Number of | 3 x 4 | Allocation
Rate Class |  | Factor | Multiplier | Records | Customers | Total | Percent
GS 1 | Residential | 4 | 1 | 4 | 52931 | 211724 | 90.28%
GS 1 | Residential TOD | 5 | 1 | 5 | 38 | 190 | 0.08102%
SC-1 | Small Commercial | 5 | 1.25 | 6.25 | 2554 | 15962.5 | 6.806%
SC2 | Small Commercial TOD | 5 | 1.25 | 6.25 | 43 | 268.75 | 0.1146%
LP1 | Large Power (101-500 kW) | 5 | 2 | 10 | 57 | 570 | 0.2431%
LP-2 | Large Power (>500 kW) | 5 | 2 | 10 | 24 | 240 | 0.1023%
B-2 | B-2 | 6 | 25 | 150 | 5 | 750 | 0.3198%
G-1 | Wausau | 6 | 50 | 300 | 1 | 300 | 0.1279%
OL | Street Lights | 3 | 0.1 | 0.3 | 15046 | 4513.8 | 1.925%
[6 empty] | 0 | 0%
|  | 4: 70699; 5: 234519.05; 6: 100% |  |  | #REF!

## Power Cost
Blue Grass Energy
Case No.
Purchased Power
Test Year Billing Determinants
December 31, 2013
Demand includes power factor penalty
| Billing Demand | [5 empty] | Total KWH Billing includes green power
|  | SCH B |  |  |  | Schedule G | Schedule B | Schedule E2 |  | Green | Total | Metering | Substation Charge
2013 | Sch B | Excess | Schedule E2 | Interruptible | Sch G | KWH | All KWH | On-Peak | Off-Peak | Power | Kwh | Point | 1088 | 2737 | 3292 | 5310
January | 24431 | 858 | 264254.736 |  | 9862.264 | 6517327.88 | 16814043 | 50737347.1789 | 63084415.9411 | 22400 | 137185396.264 | 33 | 1 | 1 | 22 | 9
February | 24258 | 1503 | 262331.72 |  | 10595.28 | 6712070.3865 | 15490691 | 43810617.0413 | 55019634.5723 | 22300 | 121055313 | 33 | 1 | 1 | 22 | 9
March | 24154 | 1349 | 236007.3584 |  | 11709.6416 | 4754247.8609 | 16607592 | 47552460.5974 | 59763428.5418 | 22300 | 128700029 | 33 | 1 | 1 | 22 | 9
April | 25600 | 1045 | 174867.5408 |  | 13237.4592 | 7432982.3744 | 16216620 | 31049616.6705 | 37801424.9551 | 22300 | 92522944 | 33 | 1 | 1 | 22 | 9
May | 26052 | 48 | 164319.9728 |  | 13483.0272 | 8432124.3629 | 16147784 | 39220132.2139 | 28889023.4232 | 22300 | 92711364 | 33 | 1 | 1 | 22 | 9
June | 26008 | 1178 | 193383.0404 |  | 13636.9596 | 8328956.2928 | 16988271 | 48374176.4269 | 30788243.2803 | 22900 | 104502547 | 33 | 1 | 1 | 22 | 9
July | 22100 | 720 | 204666 | 4066 | 15000 | 8948072 | 17416830 | 52856619 | 34245849 | 22900 | 113490270 | 33 | 1 | 1 | 22 | 9
August | 22100 | 810 | 194161 | 3944 | 15000 | 8791304 | 18089595 | 52984576 | 33646637 | 22900 | 113535012 | 33 | 1 | 1 | 22 | 9
September | 22000 | 611 | 193649 | 4240 | 15000 | 8557655 | 16584923 | 43326976 | 28656309 | 22900 | 88591108 | 33 | 1 | 1 | 22 | 9
Ocotber | 20700 | 1416 | 168799 | 3850 | 15000 | 8184778 | 17457622 | 32266215 | 37221249 | 22900 | 86967986 | 33 | 1 | 1 | 22 | 9
November | 20700 | 0 | 230696 | 796 | 15000 | 8879458 | 15977250 | 40892996 | 49202219 | 22900 | 106095365 | 33 | 1 | 1 | 22 | 9
December | 20700 | 1864 | 243332 | 3803 | 15000 | 8935182 | 14291888 | 50795707 | 61656736 | 22800 | 126767131 | 33 | 1 | 1 | 22 | 9
Total | 278803 | 11402 | 2530467.3684 | 20699 | 162524.6316 | 94474158.1573 | 198083109 | 533867439.1289 | 519975169.7137 | 271800 | 1312124465.264 | 396 | 12 | 12 | 264 | 108
| 294400 |  | 2587395 |  | 90000 | 52296449 | 208977609 | 549715239 | 535410579 | 271800 | 1346399876
| 15597 |  | 56927.6316 |  | -72524.6316 | -42177709.1573 | 10894500 | 15847799.8711 | 15435409.2863 |  | 1.4901e-08
Blue Grass Energy |  |  |  |  | 72524.6316 |  | 42177709.1573 |  |  | 31283209.1573
Case No.
Purchased Power
December 31, 2013 | [7 empty] | 0.50659 | 0.49341
Billing Rates
KW-Sch B Contract |  | 7.17
Excess Contract |  | 9.98
KW Interruptible |  | 1.57
KW-Sch G |  | 6.98
KW-Sch E |  | 7.99
KW-Sch E2 |  | 6.02
KWH-Sch B |  | 0.042882
KWH-Sch G |  | 0.040847
KWH-Sch E On-Peak |  | 0.45132
KWH-Sch E Off-Peak |  | 0.044554
KWH-E2 On -Peak |  | 0.053279
KWH-E2 Off-Peak |  | 0.044554
KVA 1000-2999 |  | 1088
KVA 3000-7499 |  | 2737
KVA 7500-14999 |  | 3292
KVA 15000-99999 |  | 5310
Metering Point |  | 144
Green Power |  | 0.02375
| Billing Demand | [6 empty] | Total KWH Billing | [7 empty] | Substation Charge
|  | Excess |  |  |  | PF | Demand | Schedule B | Schedule G | Schedule E2 |  | Green | Energy | Buy Thru | Metering | [5 empty] | Total from | Fuel | Environmental
| Sch B | Contract | Interruptible | Schedule E2 | Schedule G | Penalty | Charge | All KWH | All KWH | On-Peak | Off-Peak | Power | Charges | Charges | Point | 1000 | 3000 | 7500 | 15000 | Total | Base Rates | Adjustment | Surcharge | DLC | Total
2013
January | 175170.27 | 8562.84 | 0 | 1590813.5107 | 68838.6027 | 5351 | 1848736.2234 | 721019.7919 | 266213.2919 | 2703235.1203 | 2810663.0678 | 532 | 6501663.272 | 0 | 4752 | 1088 | 2737 | 72424 | 47790 | 124039 | 8479190.4955 | -145381 | 1222566 |  | 9556375.4955 | 34733.5045
February | 173929.86 | 14999.94 | 0 | 1579236.9544 | 73955.0544 | 5352 | 1847473.8088 | 664271.8115 | 274167.9391 | 2334185.8653 | 2451344.7987 | 529.625 | 5724500.0396 | 0 | 4752 | 1088 | 2737 | 72424 | 47790 | 124039 | 7700764.8484 | -39941 | 1038448 |  | 8699271.8484 | 37614.1516
March | 173184.18 | 13463.02 | 0 | 1420764.2976 | 81733.2984 | 5353 | 1694497.7959 | 712166.7601 | 194196.7624 | 2533547.5482 | 2662699.7952 | 529.625 | 6103140.4909 | 0 | 4752 | 1088 | 2737 | 72424 | 47790 | 124039 | 7926429.2869 | -55328 | 994865 |  | 8865966.2869 | 18909.7131
April | 183552 | 10429.1 | 0 | 1052702.5956 | 92397.4652 | 5354 | 1344435.1608 | 695401.0988 | 303615.031 | 1654292.5266 | 1684204.6874 | 529.625 | 4338042.9689 | 0 | 4752 | 1088 | 2737 | 72424 | 47790 | 124039 | 5811269.1298 | 94348 | 854459 |  | 6760076.1298 | 41028.8702
May | 186792.84 | 479.04 | 0 | 989206.2363 | 94111.5299 | 5355 | 1275944.6461 | 692449.2735 | 344426.9839 | 2089609.4242 | 1287121.5496 | 529.625 | 4414136.8562 | 0 | 4752 | 1088 | 2737 | 72424 | 47790 | 124039 | 5818872.5023 | 268798 | 875486 |  | 6963156.5023 | 48006.4977
June | 186477.36 | 11756.44 | 0 | 1164165.9032 | 95185.978 | 5356 | 1462941.6812 | 728491.037 | 340212.8777 | 2577327.7458 | 1371739.3911 | 543.875 | 5018314.9267 | 0 | 4752 | 1088 | 2737 | 72424 | 47790 | 124039 | 6610047.6079 | 130599 | 1218100 | -8804 | 7949942.6079 | 47229.3921
July | 158457 | 7185.6 | 6383.62 | 1232089.32 | 104700 | 5357 | 1514172.54 | 746868.5041 | 365501.897 | 2816147.8037 | 1525789.5563 | 543.875 | 5454851.6361 | 11083 | 4752 | 1088 | 2737 | 72424 | 47790 | 124039 | 7108898.1761 | -228069 | 1174321 | -8804 | 8046346.1761 | -74.1761
August | 158457 | 8083.8 | 6192.08 | 1168849.22 | 104700 | 5358 | 1451640.1 | 775718.0128 | 359098.3945 | 2822965.2247 | 1499092.2649 | 543.875 | 5457417.7719 | 0 | 4752 | 1088 | 2737 | 72424 | 47790 | 124039 | 7037848.8719 | -187294 | 1078891 | -9210 | 7920235.8719 | 612.1281
September | 157740 | 6097.78 | 6656.8 | 1165766.98 | 104700 | 5359 | 1446320.56 | 711194.6681 | 349554.5338 | 2308417.9543 | 1276753.1912 | 543.875 | 4646464.2224 | 0 | 4752 | 1088 | 2737 | 72424 | 47790 | 124039 | 6221575.7824 | -207850 | 930331 | -9646 | 6934410.7824 | 2466.2176
Ocotber | 148419 | 14131.68 | 6044.5 | 1016169.98 | 104700 | 5360 | 1294825.16 | 748617.7466 | 334323.627 | 1719111.669 | 1658355.5279 | 543.875 | 4460952.4455 | 0 | 4752 | 1088 | 2737 | 72424 | 47790 | 124039 | 5884568.6055 | -314881 | 830013 | -10973 | 6388727.6055 | 1178.3945
November | 148419 | 0 | 1249.72 | 1388789.92 | 104700 | 5361 | 1648519.64 | 685136.4345 | 362699.2209 | 2178737.9339 | 2192155.6653 | 543.875 | 5419273.1296 | 0 | 4752 | 1088 | 2737 | 72424 | 47790 | 124039 | 7196583.7696 | -258645 | 1155358 | -12128 | 8081168.7696 | -2801.7696
December | 148419 | 18602.72 | 5970.71 | 1464858.64 | 104700 | 5362 | 1747913.07 | 612864.7412 | 364975.3792 | 2706344.4733 | 2747054.2157 | 541.5 | 6431780.3094 | 0 | 4752 | 1088 | 2737 | 72424 | 47790 | 124039 | 8308484.3794 | -56985 | 1436079 | -12128 | 9675450.3794 | 290.6206
229193.5445
Total | 1999017.51 | 113791.96 | 32497.43 | 15233413.5578 | 1134421.9286 | 64278 | 18577420.3863 | 8494199.8801 | 3858985.9383 | 28443923.2893 | 23166973.7114 | 6455.25 | 63970538.0692 | 11083 | 57024 | 13056 | 32844 | 869088 | 573480 | 1488468 | 84104533.4555 | -1000629 | 12808917 | -71693 | 95841128.4555 | 229193.5445
Normalized using rates effective
| 1999017.51 | 113791.96 | 32497.43 | 15233413.5578 | 1134421.9286 | 64278 | 18577420.3863 | 8494199.8801 | 3858985.9383 | 28443923.2893 | 23166973.7114 | 6455.25 | 63975009.0692 | 11083 | 57024 | 13056 | 32844 | 869088 | 573480 | 1488468 | 84109004.4555 | -1000629 | 12808917 | -71693 | 95845599.4555
[5 empty] | 0 |  | 0 |  | -4.6566e-10 | -3.7253e-09 |  |  | 4471
[15 empty] | Normalized Adjustment | [5 empty] | 4471
| 2110848 | 113791.96 | 32497.43 | 15576117.9 | 628200 | 64278 | 18525733.29 | 8961377.8291 | 2136153.0523 | 29288278.2187 | 23854682.9368 | 6455.25 | 64251418.2869 | 11083 | 57024 | 13056 | 32844 | 869088 | 573480 | 1488468 | 84333726.5769
| 111830.49 | -1.4552e-11 | 0 | 342704.3422 | -506221.9286 | 0 | -51687.0963 | 467177.949 | -1722832.8859 | 844354.9293 | 687709.2253 | 0 | 280880.2177 | 0 | 0 | 0 | 0 | 0 | 0 | 0 | -229193.1214
[6 empty] | Rate |  | Demand |  |  |  | Energy |  |  | Load Centers - Substations
[6 empty] | Schedule | PF Penalty | Contract | Excess | Interrupt. | Buy-Thru | On-Peak | Off-Peak | Total | Metering | 1000 | 3000 | 7500 | 15000 | Total
[6 empty] | Schedule B |  | 1999017.51 | 113791.96 | 32497.43 | 11083 | 8494199.8801 | [7 empty] | 10650589.7801
[6 empty] | Schedule E | 64278 | 15233413.5578 |  |  |  | 28443923.2893 | 23166973.7114 | [6 empty] | 66908588.5585
[6 empty] | Schedule G |  | 1134421.9286 |  |  |  | 3858985.9383 | [7 empty] | 4993407.8668
[6 empty] | Load Centers | [8 empty] | 57024 | 13056 | 32844 | 869088 | 573480 | 1545492
[6 empty] | Green Power | [5 empty] | 6455.25 | [7 empty] | 6455.25
[6 empty] | Totals | 64278 | 18366852.9963 | 113791.96 | 32497.43 | 11083 | 40803564.3577 | 23166973.7114 | 0 | 57024 | 13056 | 32844 | 869088 | 573480 | 84104533.4555 | -4471
[10 empty] | 18577420.3863 |  |  | 63981621.0692 | [6 empty] | 84104533.4555
Blue Grass Energy
Case No.
Analysis of Fuel Adjustment and Environmental Surcharge
December 31, 2013 | [5 empty] | Rate |  | Load Centers - Substations
[6 empty] | Schedule | Total | Metering | 1000 | 3000 | 7500 | 15000 | Total
An analysis of fuel adjustment and environmental surcharge as purchased | [5 empty] | Schedule B | [6 empty] | 10650589.7801
and passed on to consumers as follows: | [5 empty] | Schedule E | [6 empty] | 66908588.5585
[6 empty] | Schedule G | [6 empty] | 4993407.8668
| Sales |  | Purchased |  |  | Load Centers |  | 57024 | 13056 | 32844 | 869088 | 573480 | 1545492
| Fuel | Environmental | Fuel | Environmental |  | Green Power | [6 empty] | 6455.25
Month | Adjustment | Surcharge | Adjustment | Surcharge |  | Totals | 0 | 57024 | 13056 | 32844 | 869088 | 573480 | 1545492
2013 | [5 empty] | 0 | [6 empty] | 84104533.4555
January | 139323.05 | 1483751.26 | -145381 | 1222566
February | 350598.49 | 1306719.31 | -39941 | 1038448
March | -11336.38 | 1026636.46 | -55328 | 994865
April | -65408.84 | 922810.68 | 94348 | 854459
May | -73769.81 | 814948.46 | 268798 | 875486
June | -28015.7 | 899136.88 | 130599 | 1218100
July | 310892.46 | 1260553.47 | -228069 | 1157932
August | 78928.7 | 1206445.93 | -187294 | 1095280
September | -219411.42 | 857633.61 | -207850 | 930331
Ocotber | -173277.07 | 744618.3 | -314881 | 830013
November | -224481.41 | 778841.61 | -258645 | 1155358
December | -413159.07 | 1098831.67 | -56985 | 1436079
Total | -329117 | 12400927.64 | -1000629 | 12808917
The fuel purchased and environmental surcharge from East Kentucky Power
Cooperative is passed on to the consumers using the Fuel Adjustment and
Environmental Procedures established by this Commission.

## Additional
Purchase Power Costs - Schedule E
| 0 | GS 1 | GS 1 | SC1 | SC2 | LP1 | LP2 | 0 | Total | B-1 | B-2 | G-1 | Total
| Enviro | Residential | Residential | Gen Service | Gen Service | Large Power | Large Power | Outdoor | EKPC Sched | Large Indust. | Large Indust. | Large Indust. | for All
| watts | & Farm | & Farm TOD | 0-100 kW | 0-100 kW | under 500 kW | over 500 kW | Lights | E Rates | Rate | Rate | Rate | Rate Classes |  | Rate E
Energy kWh | 271800 | 793939806 | 437447 | 70405905 | 659159 | 37501047 | 117253805 | 9008707 | 1029477676 | 198304474 | 56059904 | 0 | 1283842054 | 1283842054

## Sheet1
ALLOCATION OF EXPENSES TO RATE CLASSES
B-2
| Classifi- | Large Indust.
Function | cation | Rate
Purchased Power | Demand | 2145306.9 | 2145306.9 |  | 7.17 | 7.25 | 2039330.75
Purchased Power | Energy | 8505282.8801 | 8505282.8801 |  | 0.04289 | 0.04389 | 8703587.3541
Metering & Substation | Demand | 172860 | 172860 | 3488.8532 | 3175.4209 | 3189.174 | 191350.4416
Stations | Demand | 17980.7484 | 13916.7979 |  | 2.4457 | 1.8918 | 718107.8234
Lines | Consumer | 569.5628 | 569.5628 |  |  |  | 11652376.3692
Lines | Demand | 909827.2245 | 704191.0255 |  |  |  | 11707249.3747
Transformers | Consumer | 0 | 0 |  |  |  | 54873.0055
Transformers | Demand | 0 | 0 |  |  |  | 0.00027671
Services | Consumer | 0 | 0
Meters | Consumer | 255.6273 | 255.6273
Consumer Services
& Accounting | Consumer | 17665.2516 | 17665.2516
Lighting | Lighting
Revenue Requirements |  | 11769748.1946 | 11560048.0452
B-2
Large Indust.
Rate
Consumer Charges |  | 60
Demand kW |  | 379595.289
Energy kWh |  | 198304474
CP Demand |  | 281287
Revenue Requirements |  | 11769748.1946
0
#REF!
0
#REF!
0
0
0
0
0
0
0
311873
55.4827

## Sheet2
GS1 - Residential & Farm
|  | Lines |  | Transformers |  |  |  | Cons
| Stations | Demand | Cons. | Demand | Cons. | Services | Meters | Acctg | Total
Expense
Purchased Power | [9 empty] | 0
Distibution Operations | 43186.4219 | 626756.4561 | 430072.695 | 0 | 0 | 299786.6722 | 532629.5795 | 0 | 1932431.351 | 1932431.8246
Distribution Maintenance | 120.8102 | 2189559.4224 | 1502449.1768 | 12897.9868 | 3723.4126 | 1047297.9199 | 187716.1855 | 0 | 4943744.9665 | 4943764.9142
Consumer Accounts | 0 | 0 | 0 | 0 | 0 | 0 | 0 | 2622965.9627 | 2622966.0265 | 2622965.9627
Customer Service | 0 | 0 | 0 | 0 | 0 | 0 | 0 | 925346.1904 | 925346.5397 | 925346.1904
Administative & General | 14771.5413 | 960609.2144 | 659158.4173 | 4399.3378 | 1270.0083 | 459473.272 | 245700.6988 | 1210283.7526 | 3555659.0019 | 3555666.2424
Depreciation | 54070.7903 | 2351649.3911 | 1613673.3517 | 862769.9683 | 249065.8902 | 1124827.8948 | 274271.9985 | 135462.9753 | 6664443.6575 | 6665792.2602
Miscellaneous | 132.2614 | 5716.5885 | 3922.6538 | 2136.3773 | 616.733 | 2734.3269 | 651.7132 | 199.5959 | 16106.6603 | 16110.25
Interest on Long Term Debt | 30677.2312 | 1325928.3851 | 909836.011 | 495519.8794 | 143047.5149 | 634210.7117 | 151160.9678 | 46295.0734 | 3735901.4008 | 3736675.7744
Short Term Interest | 18.7833 | 811.8522 | 557.0831 | 303.4017 | 87.5865 | 388.3206 | 92.5543 | 28.346 | 2287.5934 | 2287.9277
Total Costs | 142977.8396 | 7461031.3097 | 5119669.3887 | 1378026.9513 | 397811.1454 | 3568719.1181 | 1392223.6977 | 4940581.8962 | 24401041.3467 | 24401041.3467
Margin Requirements | 30677.2328 | 1325928.4556 | 909836.0594 | 495519.9058 | 143047.5225 | 634210.7454 | 151160.9759 | 46295.0758 | 3736675.9731 | 3736675.9731
Revenue Requirements | 173655.0724 | 8786959.7652 | 6029505.4481 | 1873546.8571 | 540858.6679 | 4202929.8635 | 1543384.6736 | 4986876.972 | 28137717.3197 | 28137717.3197
24401041.3467
GS1 - Residential & Farm TOD
|  | Lines |  | Transformers |  |  |  | Cons
| Stations | Demand | Cons. | Demand | Cons. | Services | Meters | Acctg | Total
Expense
Purchased Power | [8 empty] | 0 | 0
Distibution Operations | 51.9321 | 753.6815 | 308.756 | 0 | 0 | 215.2216 | 382.3832 | 0 | 1711.9743 |  | 166.4247
Distribution Maintenance | 0.14528 | 2632.969 | 1078.632 | 11.0572 | 2.6731 | 751.8717 | 134.7644 | 0 | 4612.1127
Consumer Accounts | 0 | 0 | 0 | 0 | 0 | 0 | 0 | 2353.8358 | 2353.8358
Customer Service | 0 | 0 | 0 | 0 | 0 | 0 | 0 | 830.4008 | 830.4008
Administative & General | 17.7629 | 1155.143 | 473.2202 | 3.7715 | 0.91176 | 329.8631 | 176.3924 | 1086.1023 | 3243.1672
Depreciation | 65.0207 | 2827.884 | 1158.4816 | 739.6387 | 178.8083 | 807.5317 | 196.9042 | 121.5638 | 6095.8329
Miscellaneous | 0.15905 | 6.8743 | 2.8161 | 1.8315 | 0.44276 | 1.963 | 0.46788 | 0.17912 | 14.7337
Interest on Long Term Debt | 36.8897 | 1594.4433 | 653.1856 | 424.8012 | 102.6961 | 455.3099 | 108.5208 | 41.545 | 3417.3915
Short Term Interest | 0.022587 | 0.97626 | 0.39994 | 0.2601 | 0.06288 | 0.27878 | 0.066446 | 0.025438 | 2.0924
Total Costs | 171.9324 | 8971.9713 | 3675.4914 | 1181.3601 | 285.5949 | 2562.0398 | 999.4994 | 4433.6521 | 22281.5414
Margin Requirements | 36.8897 | 1594.4434 | 653.1857 | 424.8012 | 102.6961 | 455.3099 | 108.5208 | 41.545 | 3417.3917
Revenue Requirements | 208.8221 | 10566.4147 | 4328.6771 | 1606.1613 | 388.291 | 3017.3497 | 1108.0202 | 4475.1971 | 25698.9331
SC1 - General Service
|  | Lines |  | Transformers |  |  |  | Cons
| Stations | Demand | Cons. | Demand | Cons. | Services | Meters | Acctg | Total
Expense
Purchased Power | [9 empty] | 0
Distibution Operations | 7425.1378 | 107759.6353 | 20751.6515 | 0 | 0 | 17358.1869 | 85968.9183 | 0 | 239263.5298 | 478527.0596 | 27439.2763
Distribution Maintenance | 20.7712 | 376455.8346 | 72495.4223 | 1215.404 | 179.6602 | 60640.4312 | 30298.2749 | 0 | 541305.7984 | 1082611.5968
Consumer Accounts | 0 | 0 | 0 | 0 | 0 | 0 | 0 | 197753.1795 | 197753.1795 | 395506.359
Customer Service | 0 | 0 | 0 | 0 | 0 | 0 | 0 | 69764.5924 | 69764.5924 | 139529.1848
Administative & General | 2539.704 | 165159.6846 | 31805.3805 | 414.5587 | 61.2798 | 26604.328 | 39657.248 | 91246.8799 | 357489.0635 | 714978.127
Depreciation | 9296.5116 | 404324.3244 | 77862.1553 | 81300.5981 | 12017.8021 | 65129.5561 | 44268.7901 | 10212.9553 | 704412.6929 | 1408825.3858
Miscellaneous | 22.74 | 982.8658 | 189.2739 | 201.3152 | 29.7583 | 158.3224 | 105.1896 | 15.0481 | 1704.5134 | 3409.0268
Interest on Long Term Debt | 5274.4048 | 227969.8243 | 43900.9498 | 46693.8629 | 6902.2568 | 36721.9397 | 24398.0909 | 3490.3228 | 395351.6519 | 790703.3037
Short Term Interest | 3.2295 | 139.5836 | 26.8801 | 28.5902 | 4.2262 | 22.4845 | 14.9387 | 2.1371 | 242.0697 | 484.1394
Total Costs | 24582.4988 | 1282791.7525 | 247031.7133 | 129854.3291 | 19194.9834 | 206635.2488 | 224711.4504 | 372485.1151 | 2507287.0915 | 5014574.183
Margin Requirements | 5274.405 | 227969.8364 | 43900.9521 | 46693.8653 | 6902.2571 | 36721.9416 | 24398.0922 | 3490.323 | 395351.6729 | 790703.3458
Revenue Requirements | 29856.9039 | 1510761.5889 | 290932.6654 | 176548.1944 | 26097.2405 | 243357.1904 | 249109.5426 | 375975.4381 | 2902638.7644 | 5805277.5287
SC2 - General Service TOD
|  | Lines |  | Transformers |  |  |  | Cons
| Stations | Demand | Cons. | Demand | Cons. | Services | Meters | Acctg | Total
Expense
Purchased Power
Distibution Operations | 199.8641 | 2900.5905 | 349.3818 | 0 | 0 | 292.2483 | 432.6968 | 0 | 4174.7813 | 8349.5627 | 20873.9466
Distribution Maintenance | 0.5591 | 10133.1468 | 1220.5572 | 12.4223 | 3.0248 | 1020.9626 | 152.4966 | 0 | 12543.1695 | 25086.3389
Consumer Accounts | 0 | 0 | 0 | 0 | 0 | 0 | 0 | 3329.4388 | 3329.4388 | 6658.8776
Customer Service | 0 | 0 | 0 | 0 | 0 | 0 | 0 | 1174.5801 | 1174.5801 | 2349.1601
Administative & General | 68.3618 | 4445.6406 | 535.486 | 4.2371 | 1.0317 | 447.9194 | 199.6019 | 1536.2631 | 7238.5416 | 14477.0832
Depreciation | 250.2363 | 10883.2892 | 1310.9133 | 830.9521 | 202.3357 | 1096.543 | 222.8126 | 171.9487 | 14969.0311 | 29938.0623
Miscellaneous | 0.6121 | 26.456 | 3.1867 | 2.0576 | 0.50102 | 2.6656 | 0.52944 | 0.25336 | 36.2618 | 72.5235
Interest on Long Term Debt | 141.9723 | 6136.3153 | 739.1311 | 477.2457 | 116.2087 | 618.2629 | 122.7999 | 58.7642 | 8410.7002 | 16821.4004
Short Term Interest | 0.086928 | 3.7572 | 0.45256 | 0.29221 | 0.071153 | 0.37856 | 0.075189 | 0.035981 | 5.1498 | 10.2996
Total Costs | 661.6927 | 34529.1955 | 4159.1087 | 1327.2071 | 323.1732 | 3478.9803 | 1131.0124 | 6271.2842 | 51881.6541 | 103763.3083
Margin Requirements | 141.9724 | 6136.3156 | 739.1311 | 477.2458 | 116.2087 | 618.2629 | 122.7999 | 58.7642 | 8410.7007 | 16821.4013
Revenue Requirements | 803.665 | 40665.5111 | 4898.2399 | 1804.4528 | 439.3819 | 4097.2432 | 1253.8123 | 6330.0485 | 60292.3548 | 120584.7096
LP1 - Large Service 100-500 kW
|  | Lines |  | Transformers |  |  |  | Cons
| Stations | Demand | Cons. | Demand | Cons. | Services | Meters | Acctg | Total
Expense
Purchased Power
Distibution Operations | 1677.1342 | 24339.9341 | 463.134 | 0 | 0 | 451.1532 | 1005.6877 | 0 | 27937.0431 | 55874.0863 | 6858.5825
Distribution Maintenance | 4.6916 | 85031.0062 | 1617.948 | 302.7521 | 27.3655 | 1576.0936 | 354.4374 | 0 | 88914.2943 | 177828.5886
Consumer Accounts | 0 | 0 | 0 | 0 | 0 | 0 | 0 | 7061.5074 | 7061.5074 | 14123.0149
Customer Service | 0 | 0 | 0 | 0 | 0 | 0 | 0 | 2491.2024 | 2491.2024 | 4982.4047
Administative & General | 573.6492 | 37305.0246 | 709.8303 | 103.2649 | 9.334 | 691.4679 | 463.9212 | 3258.3068 | 43114.7988 | 86229.5976
Depreciation | 2099.826 | 91325.7306 | 1737.7223 | 20251.6422 | 1830.5279 | 1692.7695 | 517.8683 | 364.6913 | 119820.7781 | 239641.5561
Miscellaneous | 5.1363 | 222.0023 | 4.2242 | 50.1468 | 4.5327 | 4.1149 | 1.2305 | 0.53735 | 291.9252 | 583.8504
Interest on Long Term Debt | 1191.3428 | 51492.1055 | 979.7784 | 11631.2478 | 1051.3381 | 954.4327 | 285.4155 | 124.6349 | 67710.2957 | 135420.5914
Short Term Interest | 0.72945 | 31.5281 | 0.59991 | 7.1217 | 0.64372 | 0.58439 | 0.17476 | 0.076313 | 41.4583 | 82.9166
Total Costs | 5552.5095 | 289747.3313 | 5513.2371 | 32346.1755 | 2923.742 | 5370.6162 | 2628.7353 | 13300.9563 | 357383.3033 | 714766.6066
Margin Requirements | 1191.3429 | 51492.1082 | 979.7785 | 11631.2484 | 1051.3382 | 954.4328 | 285.4155 | 124.6349 | 67710.2993 | 135420.5986
Revenue Requirements | 6743.8524 | 341239.4396 | 6493.0156 | 43977.4239 | 3975.0801 | 6325.049 | 2914.1508 | 13425.5912 | 425093.6026 | 850187.2052
LP2 - Large Power Over 500 kW
|  | Lines |  | Transformers |  |  |  | Cons
| Stations | Demand | Cons. | Demand | Cons. | Services | Meters | Acctg | Total
Expense
Purchased Power
Distibution Operations | 2358.0167 | 34221.4546 | 195.0038 | 0 | 0 | 0 | 423.4474 | 0 | 37197.9225 | 37197.9225
Distribution Maintenance | 6.5963 | 119551.8733 | 681.2412 | 481.0193 | 40.9991 | 0 | 149.2368 | 0 | 120910.9661 | 120910.9661
Consumer Accounts | 0 | 0 | 0 | 0 | 0 | 0 | 0 | 2973.2663 | 2973.2663 | 2973.2663
Customer Service | 0 | 0 | 0 | 0 | 0 | 0 | 0 | 1048.9273 | 1048.9273 | 1048.9273
Administative & General | 806.5392 | 52450.1093 | 298.8759 | 164.0695 | 13.9843 | 0 | 195.3352 | 1371.9186 | 55300.8321 | 55300.8321
Depreciation | 2952.3128 | 128402.1284 | 731.6726 | 32176.2616 | 2742.5082 | 0 | 218.0498 | 153.5542 | 167376.4875 | 167376.4875
Miscellaneous | 7.2216 | 312.1308 | 1.7786 | 79.6743 | 6.791 | 0 | 0.51812 | 0.22625 | 408.3406 | 408.3406
Interest on Long Term Debt | 1675.0038 | 72396.8579 | 412.5383 | 18479.9864 | 1575.1213 | 0 | 120.1749 | 52.4778 | 94712.1604 | 94712.1604
Short Term Interest | 1.0256 | 44.3278 | 0.25259 | 11.3151 | 0.96443 | 0 | 0.073582 | 0.032132 | 57.9913 | 57.9913
Total Costs | 7806.716 | 407378.882 | 2321.363 | 51392.3262 | 4380.3683 | 0 | 1106.8359 | 5600.4027 | 479986.8942 | 479986.8942
Margin Requirements | 1675.0039 | 72396.8617 | 412.5383 | 18479.9874 | 1575.1214 | 0 | 120.1749 | 52.4778 | 94712.1655 | 94712.1655
Revenue Requirements | 9481.7199 | 479775.7437 | 2733.9013 | 69872.3136 | 5955.4897 | 0 | 1227.0109 | 5652.8805 | 574699.0596 | 574699.0596
Outdoor Lights
|  | Lines |  | Transformers |  |  |  | Cons
| Stations | Demand | Cons. | Demand | Cons. | Services | Lights | Acctg | Total
Expense
Purchased Power
Distibution Operations | 700.5158 | 10166.4548 | 1397.527 | 0 | 0 | 4556.6146 | 398169.7813 | 0 | 414990.8935 | 829981.787
Distribution Maintenance | 1.9596 | 35516.2785 | 4882.2289 | 125.9637 | 3.328 | 15918.4295 | 221001.479 | 0 | 277449.6673 | 554899.3347
Consumer Accounts | 0 | 0 | 0 | 0 | 0 | 0 | 0 | 55919.7057 | 55919.7057 | 111839.4113
Customer Service | 0 | 0 | 0 | 0 | 0 | 0 | 0 | 19727.7004 | 19727.7004 | 39455.4008
Administative & General | 239.6054 | 15581.7942 | 2141.9442 | 42.9646 | 1.1351 | 6983.7749 | 211191.3733 | 25802.3597 | 261984.9514 | 523969.9027
Depreciation | 877.0683 | 38145.498 | 5243.6534 | 8425.9457 | 222.6163 | 17096.8482 | 351615.2705 | 2887.971 | 424514.8715 | 849029.743
Miscellaneous | 2.1454 | 92.7273 | 12.7467 | 20.8642 | 0.55124 | 41.5605 | 847.149 | 4.2552 | 1021.9996 | 2043.9991
Interest on Long Term Debt | 497.6075 | 21507.5422 | 2956.5244 | 4839.3242 | 127.8566 | 9639.7007 | 196491.1303 | 986.9769 | 237046.6629 | 474093.3258
Short Term Interest | 0.30468 | 13.1688 | 1.8102 | 2.9631 | 0.078285 | 5.9023 | 120.3095 | 0.60432 | 145.1412 | 290.2824
Total Costs | 2319.2066 | 121023.4639 | 16636.4349 | 13458.0256 | 355.5655 | 54242.8308 | 1379436.4929 | 105329.5732 | 1692801.5934 | 3385603.1868
Margin Requirements | 497.6075 | 21507.5434 | 2956.5246 | 4839.3245 | 127.8566 | 9639.7012 | 196491.1408 | 986.977 | 237046.6755 | 474093.351
Revenue Requirements | 2816.8141 | 142531.0073 | 19592.9595 | 18297.3501 | 483.4221 | 63882.532 | 1575927.6337 | 106316.5502 | 1929848.2689 | 3859696.5378
B2 - Large Industrial Rate
|  | Lines |  | Transformers |  |  |  | Cons
| Stations | Demand | Cons. | Demand | Cons. | Services | Meters | Acctg | Total
Expense
Purchased Power
Distibution Operations | 3460.9799 | 50228.5527 | 40.6258 | 0 | 0 | 0 | 88.2182 | 0 | 53818.3765 | 107636.7531
Distribution Maintenance | 9.6818 | 175472.3063 | 141.9253 | 0 | 0 | 0 | 31.091 | 0 | 175655.0043 | 351310.0086
Consumer Accounts | 0 | 0 | 0 | 0 | 0 | 0 | 0 | 9291.4571 | 9291.4571 | 18582.9143
Customer Service | 0 | 0 | 0 | 0 | 0 | 0 | 0 | 3277.8978 | 3277.8978 | 6555.7957
Administative & General | 1183.7982 | 76983.6674 | 62.2658 | 0 | 0 | 0 | 40.6948 | 4287.2457 | 82557.6719 | 165115.3438
Depreciation | 4333.2582 | 188462.2714 | 152.4318 | 0 | 0 | 0 | 45.427 | 479.8569 | 193473.2454 | 386946.4908
Miscellaneous | 10.5995 | 458.13 | 0.37054 | 0 | 0 | 0 | 0.10794 | 0.70704 | 469.9151 | 939.8301
Interest on Long Term Debt | 2458.4875 | 106260.5149 | 85.9455 | 0 | 0 | 0 | 25.0364 | 163.9932 | 108993.9776 | 217987.9552
Short Term Interest | 1.5053 | 65.0622 | 0.052624 | 0 | 0 | 0 | 0.01533 | 0.10041 | 66.7359 | 133.4718
Total Costs | 11458.3103 | 597930.5049 | 483.6173 | 0 | 0 | 0 | 230.5908 | 17501.2583 | 627604.2817 | 1255208.5633
Margin Requirements | 2458.4876 | 106260.5206 | 85.9455 | 0 | 0 | 0 | 25.0364 | 163.9933 | 108993.9834 | 217987.9668
Revenue Requirements | 13916.7979 | 704191.0255 | 569.5628 | 0 | 0 | 0 | 255.6273 | 17665.2516 | 736598.2651 | 1473196.5301
G1 - Large Industrial Rate
|  | Lines |  | Transformers |  |  |  | Cons
| Stations | Demand | Cons. | Demand | Cons. | Services | Meters | Acctg | Total
Expense
Purchased Power
Distibution Operations | 1596.8967 | 23175.4623 | 8.1252 | 0 | 0 | 0 | 17.6436 | 0 | 24798.1278
Distribution Maintenance | 4.4672 | 80962.9504 | 28.3851 | 0 | 0 | 0 | 6.2182 | 0 | 81002.0209
Consumer Accounts | 0 | 0 | 0 | 0 | 0 | 0 | 0 | 3716.5829 | 3716.5829
Customer Service | 0 | 0 | 0 | 0 | 0 | 0 | 0 | 1311.1591 | 1311.1591
Administative & General | 546.2047 | 35520.2766 | 12.4532 | 0 | 0 | 0 | 8.139 | 1714.8983 | 37801.9716
Depreciation | 1999.366 | 86956.5225 | 30.4864 | 0 | 0 | 0 | 9.0854 | 191.9428 | 89187.403
Miscellaneous | 4.8906 | 211.3813 | 0.074109 | 0 | 0 | 0 | 0.021588 | 0.28282 | 216.6504
Interest on Long Term Debt | 1134.3465 | 49028.6187 | 17.1891 | 0 | 0 | 0 | 5.0073 | 65.5973 | 50250.759
Short Term Interest | 0.69455 | 30.0197 | 0.010525 | 0 | 0 | 0 | 0.0030659 | 0.040165 | 30.768
Total Costs | 5286.8662 | 275885.2315 | 96.7235 | 0 | 0 | 0 | 46.1182 | 7000.5033 | 288315.4427
Margin Requirements | 1134.3466 | 49028.6213 | 17.1891 | 0 | 0 | 0 | 5.0073 | 65.5973 | 50250.7616
Revenue Requirements | 6421.2128 | 324913.8528 | 113.9126 | 0 | 0 | 0 | 51.1255 | 7066.1006 | 338566.2043
Total
|  | Lines |  | Transformers |  |  |  | Cons
| Stations | Demand | Cons. | Demand | Cons. | Services | Meters | Acctg
Expense
Purchased Power
Distibution Operations | 60656.8992 | 880302.2218 | 453586.8999 | 0 | 0 | 322660.0968 | 1019118.3559 | 0 | 2736324 | 2736324 | 0 | 2736324 | 0.47359
Distribution Maintenance | 169.6823 | 3075315.7874 | 1584595.5167 | 15046.6055 | 3980.4634 | 1127205.7085 | 439844.1838 | 0 | 6246138 | 6246138 | 0 | 6246138 | 19.9477
Consumer Accounts | 0 | 0 | 0 | 0 | 0 | 0 | 0 | 2905364.9362 | 2905365 | 2905365 | 0 | 2905365 | -0.063802
Customer Service | 0 | 0 | 0 | 0 | 0 | 0 | 0 | 1024972.6507 | 1024973 | 1024973 | 0 | 1024973 | -0.34929
Administative & General | 20747.1666 | 1349210.5546 | 695197.8736 | 5132.2041 | 1357.685 | 494530.6252 | 497633.4046 | 1340587.7269 | 4404390 | 4404390 | 0 | 4404390 | 7.2405
Depreciation | 75944.3902 | 3302977.0396 | 1701900.8683 | 1006495.0068 | 266260.4887 | 1210651.1433 | 671366.2065 | 150047.4593 | 8384294 | 8384294 | 0 | 8384294 | 1348.6027
Miscellaneous | 185.7659 | 8029.1563 | 4137.1248 | 2492.2669 | 659.31 | 2942.9533 | 1606.9273 | 221.0852 | 20271 | 20271 | 3.638e-12 | 20271 | 3.5897
Interest on Long Term Debt | 43087.2861 | 1862314.6072 | 959581.2532 | 578066.3476 | 152922.9924 | 682600.3576 | 372717.144 | 51279.3855 | 4701795 | 4701795 | 0 | 4701795 | 774.3736
Short Term Interest | 26.3819 | 1140.2759 | 587.5416 | 353.944 | 93.6332 | 417.9491 | 228.2108 | 31.3978 | 2879 | 2879 | 0 | 2879 | 0.33429
Total Costs | 200817.5722 | 10203404.4112 | 5399490.3545 | 1607586.3749 | 425274.5726 | 3841008.8339 | 3002514.433 | 5465504.1383 | 30428583.149 | 30426429 | 3.638e-12 | 30426429 | 2154.149
Margin Requirements | 43087.2884 | 1862314.7062 | 959581.3042 | 578066.3783 | 152923.0005 | 682600.3939 | 372717.1638 | 51279.3883 | 4702569.6236
Revenue Requirements | 243904.8606 | 12016690.4961 | 6359054.4697 | 2185652.7532 | 578197.5731 | 4523609.2278 | 3375231.5968 | 5516717.9293 | 35131152.7726
| 688627.2933 | [5 empty] | 3002514.433
30426428.9425